## Vertiv
| Line of Business | US Part # | Description | SLED (US$) | DIR % | DIR Price with Fee
Vertiv | Rack PDU | 6997 | C19 - IEC Plug Shield | 8.5 | 10% | 7.7074
Vertiv | Rack PDU | 6998 | IEC Plug Shield Removal Tool | 11.9 | 10% | 10.7903
Vertiv | Rack PDU | 7899 | 39in Vertical rPDU Bracket | 13.6 | 10% | 12.3318
Vertiv | Rack PDU | 7900 | 66in Vertical rPDU Bracket | 17.85 | 10% | 16.1855
Vertiv | Rack PDU | 7940 | 48in Vertical rPDU Bracket | 15.3 | 10% | 13.8733
Vertiv | IT Systems | 8204 | Power Supply 6V DC | 18.7 | 10% | 16.9562
Vertiv | IT Systems | 8746 | Power Supply International 6V DC | 32.3 | 10% | 29.288
Vertiv | Rack PDU | 8917 | 72in Vertical rPDU Bracket | 34.85 | 10% | 31.6002
Vertiv | Rack PDU | 11029 | rPDU, Basic Standard, 20A, 208V, 3.3kW, Horizontal/Vertical, (4) IEC C13, (4) IEC C19, 10ft power cord with L6- | 237.15 | 10% | 215.0358
Vertiv | Rack PDU | 11031 | rPDU, Basic Standard, 20A, 120V, 1.9kW, Vertical, (14) NEMA 5-20R, 10ft power cord with L5-20P, Black Powder | 255 | 10% | 231.2212
Vertiv | Rack PDU | 11038 | rPDU, Basic Standard, 20A, 120/208V WYE, 5.7kW, Vertical, (24) IEC C13, 10ft power cord with L21-20P, Black | 455.6 | 10% | 413.1153
Vertiv | Rack PDU | 11053 | rPDU, Basic Standard, 30A, 208V, 4.9kW, Vertical, (24) IEC C13, (6) IEC C19, 10ft power cord with L6-30P, Black | 731.85 | 10% | 663.605
Vertiv | Rack PDU | 11055 | rPDU, Basic Surge, 20A, 120V, 1.9kW, Horizontal/Vertical, (8) NEMA 5-20R, 10ft power cord with L5-20P, Black Powder Coat. | 205.7 | 10% | 186.5185
Vertiv | Rack PDU | 11060 | rPDU, Basic Standard, 20A, 208V, 3.3kW, Horizontal, (6) NEMA L6-20R, 10ft power cord with L6-20P, Black Powder Coat. | 580.55 | 10% | 526.4137
Vertiv | Rack PDU | 11080 | rPDU, Basic Surge, 20A, 120V, 1.9kW, Vertical, (14) NEMA 5-20R, 10ft power cord with 5-20P, Black Powder Coat. | 241.4 | 10% | 218.8895
Vertiv | Rack PDU | 11091 | rPDU, Basic Standard, 20A, 120/208V WYE, 5.7kW, Vertical, (24) NEMA 6-20R, 10ft power cord with L21-20P, Black Powder Coat. | 790.5 | 10% | 716.7859
Vertiv | Rack PDU | 11092 | rPDU, Basic Standard, 20A, 120/208V WYE, 5.7kW, Vertical, (24) NEMA 5-20R, 10ft power cord with L21-20P, Black Powder Coat. | 628.15 | 10% | 569.575
Vertiv | Rack PDU | 11106 | rPDU, Basic Standard, 20A, 208V, 3.3kW, Horizontal, (12) NEMA 6-20R, 10ft power cord with L6-20P, Black Powder Coat. | 424.15 | 10% | 384.598
Vertiv | Rack PDU | 11108 | rPDU, Metered Standard, 20A, 208V, 3.3kW, Horizontal, (12) NEMA 6-20R, 10ft power cord with L6-20P, Black Powder Coat. | 549.1 | 10% | 497.8964
Vertiv | Rack PDU | 11118 | rPDU, Metered Surge, 20A, 120V, 1.9kW, Vertical, (20) NEMA 5-20R, 10ft power cord with 5-20P, Black Powder Coat. | 425.85 | 10% | 386.1395
Vertiv | Rack PDU | 11167 | rPDU, Basic Standard, 20A, 120V, 1.9kW, Horizontal, (6) NEMA L5-20R, 10ft power cord with L5-20P, Black Powder Coat. | 473.45 | 10% | 429.3008
Vertiv | Rack PDU | 11168 | rPDU, Metered Standard, 20A, 120V, 1.9kW, Horizontal, (6) NEMA L5-20R, 10ft power cord with L5-20P, Black Powder Coat. | 603.5 | 10% | 547.2236
Vertiv | Rack PDU | 11175 | rPDU, Metered Standard, 30A, 208V, 4.9kW, Horizontal, (12) NEMA 6-20R, 10ft power cord with L6-30P, Black Powder Coat. | 751.4 | 10% | 681.332
Vertiv | Rack PDU | 11188 | rPDU, Basic Surge, 20A, 120V, 1.9kW, Vertical, (20) NEMA 5-20R, 10ft power cord with 5-20P, Black Powder | 305.15 | 10% | 276.6948
Vertiv | Rack PDU | 11205 | rPDU, Metered Standard, 20A, 208V, 3.3kW, Vertical, (20) NEMA 6-20R, 10ft power cord with L6-20P, Black Powder Coat. | 638.35 | 10% | 578.8239
Vertiv | Rack PDU | 11214 | rPDU, Basic Surge, 20A, 120V, 1.9kW, Vertical, (20) NEMA 5-20R, 10ft power cord with L5-20P, Black Powder Coat. | 318.75 | 10% | 289.0266
Vertiv | Rack PDU | 11219 | rPDU, Metered Standard, 30A, 208V, 4.9kW, Horizontal, (6) NEMA L6-20R, 10ft power cord with L6-30P, Black Powder Coat. | 918.85 | 10% | 833.1672
Vertiv | Rack PDU | 11227 | rPDU, Basic Standard, 15A, 120V, 1.4kW, Vertical, (20) NEMA 5-15R, 10ft power cord with 5-15P, Black Powder Coat. | 270.3 | 10% | 245.0945
Vertiv | Rack PDU | 11244 | rPDU, Metered Standard, 20A, 208V, 3.3kW, Horizontal, (12) NEMA 6-20R, 10ft power cord with L6-20P, Black Powder Coat. | 487.05 | 10% | 441.6326
Vertiv | Rack PDU | 11335 | rPDU, Basic Standard, 20A, 120/208V WYE, 5.7kW, Vertical, (24) NEMA 5-20R, (6) NEMA L6-20R, 10ft power cord with L21-20P, Black Powder Coat. | 756.5 | 10% | 685.9564
Vertiv | Rack PDU | 11364 | rPDU, Metered Standard, 30A, 120V, 2.8kW, Horizontal, (20) NEMA 5-20R, 10ft power cord with L5-30P, Black Powder Coat. | 651.95 | 10% | 591.1557
Vertiv | Rack PDU | 11389 | rPDU, Metered Surge, 20A, 120V, 1.9kW, Horizontal, (10) NEMA 5-20R, 10ft power cord with L5-20P, Black Powder Coat. | 421.6 | 10% | 382.2858
Vertiv | Rack PDU | 11519 | rPDU, Basic Standard, 15A, 120V, 1.4kW, Horizontal, (10) NEMA 5-15R, 10ft power cord with 5-15P, Black Powder Coat. | 148.75 | 10% | 134.8791
Vertiv | Rack PDU | 11752 | rPDU, Basic Standard, 20A, 120V, 1.9kW, Vertical, (24) NEMA 5-20R, 10ft power cord with L5-20P, Black Powder Coat. | 509.15 | 10% | 461.6718
Vertiv | Rack PDU | 11761 | rPDU, Metered Standard, 20A, 120V, 1.9kW, Horizontal, (10) NEMA 5-20R, 10ft power cord with 5-20P, Black Powder Coat. | 380.8 | 10% | 345.2904
Vertiv | Rack PDU | 11762 | rPDU, Metered Standard, 20A, 208V, 3.3kW, Horizontal, (6) NEMA L6-20R, 10ft power cord with L6-20P, Black Powder Coat. | 693.6 | 10% | 628.9218
Vertiv | Rack PDU | 11777 | rPDU, Basic Standard, 20A, 120V, 1.9kW, Horizontal/Vertical, (8) NEMA 5-20R, 10ft power cord with 5-20P, Black Powder Coat. | 194.65 | 10% | 176.4989
Vertiv | Rack PDU | 11808 | rPDU, Metered Surge, 20A, 120V, 1.9kW, Horizontal, (10) NEMA 5-20R, 10ft power cord with 5-20P, Black Powder Coat. | 409.7 | 10% | 371.4955
Vertiv | Rack PDU | 11844 | rPDU, Basic Standard, 20A, 120V, 1.9kW, Horizontal, (10) NEMA 5-20R, 10ft power cord with 5-20P, Black Powder Coat. | 194.65 | 10% | 176.4989
Vertiv | Rack PDU | 11908 | rPDU, Metered Surge, 20A, 120V, 1.9kW, Horizontal, (10) NEMA 5-20R, 10ft power cord with 5-20P, Black Powder Coat. | 409.7 | 10% | 371.4955
Vertiv | Rack PDU | 11934 | rPDU, Basic Standard, 30A, 120V, 2.8kW, Horizontal, (6) NEMA L5-30R, 10ft power cord with L5-30P, Black Powder Coat. | 601.8 | 10% | 545.6821
Vertiv | Rack PDU | 11957 | rPDU, Metered Standard, 20A, 120V OR 208V, 1.9 or 3.3kW, Horizontal/Vertical, (10) IEC C13, C20, Black Powder Coat. | 393.55 | 10% | 356.8515
Vertiv | Rack PDU | 11961 | rPDU, Basic Standard, 20A, 120V, 1.9kW, Vertical, (10) NEMA 5-20R, 10ft power cord with L5-20P, Black Powder Coat. | 223.55 | 10% | 202.704
Vertiv | Rack PDU | 11972 | rPDU, Metered Standard, 20A, 208V, 3.3kW, Horizontal, (12) NEMA 6-20R, 10ft power cord with L6-20P, Black Powder Coat. | 487.05 | 10% | 441.6326
Vertiv | Rack PDU | 11995 | rPDU, Metered Standard, 30A, 208V, 4.9kW, Horizontal, (6) NEMA L6-30R, 10ft power cord with L6-30P, Black Powder Coat. | 816 | 10% | 739.908
Vertiv | Rack PDU | 11996 | rPDU, Basic Surge, 20A, 120V, 1.9kW, Vertical, (14) NEMA 5-20R, 10ft power cord with L5-20P, Black Powder Coat. | 254.15 | 10% | 230.4505
Vertiv | Rack PDU | 12013 | rPDU, Metered Standard, 30A, 120V, 2.8kW, Horizontal, (20) NEMA 5-20R, 10ft power cord with L5-30P, Black Powder Coat. | 651.95 | 10% | 591.1557
Vertiv | Rack PDU | 12036 | rPDU, Metered Standard, 15A, 120V, 1.4kW, Horizontal, (10) NEMA 5-15R, 10ft power cord with 5-15P, Black Powder Coat. | 268.6 | 10% | 243.5531
Vertiv | Rack PDU | 12038 | rPDU, Metered Standard, 20A, 120V, 1.9kW, Horizontal, (10) NEMA 5-20R, 10ft power cord with 5-20P, Black Powder Coat. | 400.35 | 10% | 363.0174
Vertiv | Rack PDU | 12054 | rPDU, Basic Standard, 20A, 120V, 1.9kW, Horizontal, (6) NEMA L5-20R, 10ft power cord with 5-20P, Black Powder Coat. | 459.85 | 10% | 416.969
Vertiv | Rack PDU | 12055 | rPDU, Metered Surge, 20A, 120V, 1.9kW, Vertical, (20) NEMA 5-20R, 10ft power cord with 5-20P, Black Powder Coat. | 425.85 | 10% | 386.1395
Vertiv | Rack PDU | 12068 | rPDU, Metered Standard, 20A, 208V, 3.3kW, Horizontal/Vertical, (4) IEC C13, (4) IEC C19, 10ft power cord with L6- 20P, Black Powder Coat. | 426.7 | 10% | 386.9102
Vertiv | Rack PDU | 12072 | rPDU, Metered Standard, 15A, 120V, 1.4kW, Vertical, (20) NEMA 5-15R, 10ft power cord with 5-15P, Black Powder Coat. | 395.25 | 10% | 358.3929
Vertiv | Rack PDU | 12086 | rPDU, Metered Standard, 30A, 208V, 4.9kW, Horizontal, (16) IEC C13, 10ft power cord with L6-30P, Black Powder Coat. | 657.05 | 10% | 595.7801
Vertiv | Rack PDU | 12090 | rPDU, Basic Standard, 20A, 120V, 1.9kW, Horizontal, (6) NEMA 5-20R, 10ft power cord with 5-20P | 194.65 | 10% | 176.4989
Vertiv | Rack PDU | 12102 | rPDU, Metered Standard, 20A, 120V, 1.9kW, Horizontal, (10) NEMA 5-20R, 10ft power cord with 5-20P, Black Powder Coat. | 380.8 | 10% | 345.2904
Vertiv | Rack PDU | 12114 | rPDU, Metered Standard, 20A, 120V OR 208V, 1.9 or 3.3kW, Horizontal, (16) IEC C13, C20, Black Powder Coat. | 406.3 | 10% | 368.4125
Vertiv | Rack PDU | 12116 | rPDU, Metered Standard, 20A, 120V OR 208V, 1.9 or 3.3kW, Horizontal, (16) IEC C13, C20, Black Powder Coat. | 499.8 | 10% | 453.1936
Vertiv | Rack PDU | 12154 | rPDU, Metered Standard, 30A, 208V, 4.9kW, Horizontal/Vertical, (4) IEC C13, (4) IEC C19, 10ft power cord with L6- 30P, Black Powder Coat. | 476 | 10% | 431.613
Vertiv | Rack PDU | 12193 | rPDU, Metered Standard, 20A, 208V, 3.3kW, Vertical, (24) IEC C13, 10ft power cord with L6-20P, Black Powder Coat. | 505.75 | 10% | 458.5888
Vertiv | Rack PDU | 12197 | rPDU, Metered Standard, 30A, 208V, 4.9kW, Horizontal/Vertical, (10) IEC C13, 10ft power cord with L6-30P, Black Powder Coat. | 551.65 | 10% | 500.2086
Vertiv | Rack PDU | 12300 | rPDU, Metered Standard, 20A, 120V, 1.9kW, Vertical, (20) NEMA 5-20R, 10ft power cord with 5-20P, Black Powder Coat. | 411.4 | 10% | 373.0369
Vertiv | Rack PDU | 12333 | rPDU, Metered Standard, 30A, 208V, 4.9kW, Horizontal, (20) NEMA 6-20R, 10ft power cord with L6-30P, Black Powder Coat. | 919.7 | 10% | 833.938
Vertiv | Rack PDU | 12340 | rPDU, Metered Standard, 20A, 208V, 3.3kW, Horizontal, (16) IEC C13, 10ft power cord with L6-20P, Black Powder Coat. | 474.3 | 10% | 430.0715
Vertiv | Rack PDU | 12348 | rPDU, Basic Standard, 20A, 120V, 1.9kW, Vertical, (20) NEMA 5-20R, 10ft power cord with L5-20P, Black Powder Coat. | 305.15 | 10% | 276.6948
Vertiv | Rack PDU | 12457 | rPDU, Metered Surge, 15A, 120V, 1.4kW, Horizontal, (10) NEMA 5-15R, 10ft power cord with 5-15P, Black Powder Coat. | 274.55 | 10% | 248.9482
Vertiv | Rack PDU | 12566 | rPDU, Metered Surge, 15A, 120V, 1.4kW, Horizontal, (10) NEMA 5-15R, 10ft power cord with 5-15P, Black Powder Coat. | 291.55 | 10% | 264.363
Vertiv | Rack PDU | 12568 | rPDU, Metered Surge, 20A, 120V, 1.9kW, Horizontal, (10) NEMA 5-20R, 10ft power cord with 5-20P, Black Powder Coat. | 420.75 | 10% | 381.5151
Vertiv | Rack PDU | 12569 | rPDU, Basic Standard, 15A, 120V, 1.4kW, Horizontal, (6) NEMA 5-15R, 10ft power cord with 5-15P, Black Powder Coat. | 118.15 | 10% | 107.1325
Vertiv | Rack PDU | 12570 | rPDU, Basic Standard, 15A, 120V, 1.4kW, Horizontal, (12) NEMA 5-15R, 10ft power cord with 5-15P, Black Powder Coat. | 162.35 | 10% | 147.2109
Vertiv | Rack PDU | 12571 | rPDU, Basic Standard, 20A, 120V, 1.9kW, Horizontal, (12) NEMA 5-20R, 10ft power cord with 5-20P, Black Powder Coat. | 213.35 | 10% | 193.4551
Vertiv | Rack PDU | 12572 | rPDU, Metered Standard, 20A, 120V, 1.9kW, Horizontal, (6) NEMA L5-20R, 10ft power cord with 5-20P, Black Powder Coat. | 591.6 | 10% | 536.4333
Vertiv | Rack PDU | 12577 | rPDU, Metered Standard, 30A, 120V, 2.8kW, Horizontal, (6) NEMA L5-20R, 10ft power cord with L5-30P, Black Powder Coat. | 708.9 | 10% | 642.7951
Vertiv | Rack PDU | 12578 | rPDU, Metered Standard, 30A, 120V, 2.8kW, Horizontal, (6) NEMA L5-30R, 10ft power cord with L5-30P, Black Powder Coat. | 705.5 | 10% | 639.7121
Vertiv | Rack PDU | 12579 | rPDU, Metered Standard, 15A, 120V, 1.4kW, Vertical, (20) NEMA 5-15R, 10ft power cord with 5-15P, Black Powder Coat. | 395.25 | 10% | 358.3929
Vertiv | Rack PDU | 12580 | rPDU, Metered Surge, 15A, 120V, 1.4kW, Vertical, (20) NEMA 5-15R, 10ft power cord with 5-15P, Black Powder Coat. | 418.2 | 10% | 379.2029
Vertiv | Rack PDU | 12610 | rPDU, Basic Standard, 30A, 120/208V WYE, 8.6kW, Vertical, (24) IEC C13, (6) IEC C19, 10ft power cord with L21- 30P, Black Powder Coat. | 1029.35 | 10% | 933.3631
Vertiv | Rack PDU | 12644 | rPDU, Metered Standard, 20A, 120V, 1.9kW, Horizontal, (10) NEMA 5-20R, 10ft power cord with L5-20P, Black Powder Coat. | 392.7 | 10% | 356.0807
Vertiv | Rack PDU | 12655 | rPDU, Basic Standard, 30A, 208V DELTA, 8.6kW, Vertical, (12) NEMA L6-20R, 10ft power cord with L15-30P, Black Powder Coat. | 1413.55 | 10% | 1281.7365
Vertiv | Rack PDU | 12656 | rPDU, Basic Standard, 30A, 208V DELTA, 8.6kW, Vertical, (24) NEMA 6-20R, 10ft power cord with L15-30P, Black Powder Coat. | 1292.85 | 10% | 1172.2917
Vertiv | Rack PDU | 12659 | rPDU, Basic Standard, 30A, 208V DELTA, 8.6kW, Vertical, (24) IEC C13, (6) IEC C19, 10ft power cord with L15- 30P, Black Powder Coat. | 1020.85 | 10% | 925.6557
Vertiv | Rack PDU | 12712 | rPDU, Metered Standard, 30A, 208V, 4.9kW, Horizontal/Vertical, (8) IEC C13, 10ft power cord with L6-30P, Black Powder Coat. | 527.85 | 10% | 478.628
Vertiv | Rack PDU | 12792 | rPDU, Metered Standard, 15A, 120V, 1.4kW, Vertical, (20) NEMA 5-15R, 10ft power cord with 5-15P, Black Powder Coat. | 395.25 | 10% | 358.3929
Vertiv | Rack PDU | 12812 | rPDU, Basic Standard, 20A, 120V, 1.9kW, Horizontal, (12) NEMA 5-20R, 10ft power cord with L5-20P, Black Powder Coat. | 226.95 | 10% | 205.7869
Vertiv | Rack PDU | 12815 | rPDU, Basic Standard, 15A, 120V, 1.4kW, Horizontal/Vertical, (8) NEMA 5-15R, 10ft power cord with 5-15P, Black Powder Coat. | 173.4 | 10% | 157.2304
Vertiv | Rack PDU | 12816 | rPDU, Basic Standard, 30A, 120V, 2.8kW, Horizontal, (6) NEMA L5-20R, 10ft power cord with L5-30P, Black Powder Coat. | 599.25 | 10% | 543.3699
Vertiv | Rack PDU | 12851 | rPDU, Basic Surge, 20A, 120V, 1.9kW, Horizontal/Vertical, (8) NEMA 5-20R, 10ft power cord with L5-20P, Black Powder Coat. | 205.7 | 10% | 186.5185
Vertiv | Rack PDU | 12930 | rPDU, Basic Surge, 20A, 120V, 1.9kW, Vertical, (14) NEMA 5-20R, 10ft power cord with L5-20P, Black Powder Coat. | 254.15 | 10% | 230.4505
Vertiv | Rack PDU | 12949 | rPDU, Metered Standard, 20A, 208V, 3.3kW, Horizontal/Vertical, (8) IEC C13, 10ft power cord with L6-20P, Black Powder Coat. | 427.55 | 10% | 387.681
Vertiv | Rack PDU | 12970 | rPDU, Basic Surge, 15A, 120V, 1.4kW, Vertical, (20) NEMA 5-15R, 10ft power cord with 5-15P, Black Powder | 281.35 | 10% | 255.1141
Vertiv | Rack PDU | 13135 | rPDU, Metered Surge, 20A, 120V, 1.9kW, Vertical, (20) NEMA 5-20R, 10ft power cord with 5-20P, Black Powder Coat. | 425.85 | 10% | 386.1395
Vertiv | Rack PDU | 13192 | rPDU, Metered Standard, 20A, 208V, 3.3kW, Horizontal/Vertical, (10) IEC C13, 10ft power cord with L6-20P, Black Powder Coat. | 433.5 | 10% | 393.0761
Vertiv | Rack PDU | 13203 | rPDU, Basic Surge, 20A, 120V, 1.9kW, Vertical, (8) NEMA 5-20R, 10ft power cord with 5-20P, Black Powder Coat. | 195.5 | 10% | 177.2696
Vertiv | Rack PDU | 13212 | rPDU, Metered Standard, 20A, 120V, 1.9kW, Horizontal, (6) NEMA L5-20R, 10ft power cord with L5-20P, Black Powder Coat. | 603.5 | 10% | 547.2236
Vertiv | Rack PDU | 13213 | rPDU, Metered Standard, 30A, 120V, 2.8kW, Horizontal, (6) NEMA L5-20R, 10ft power cord with L5-30P, Black Powder Coat. | 708.9 | 10% | 642.7951
Vertiv | Rack PDU | 13250 | rPDU, Basic Standard, 20A, 120V, 1.9kW, Vertical, (14) NEMA 5-20R, 10ft power cord with 5-20P, Black Powder Coat. | 242.25 | 10% | 219.6602
Vertiv | Rack PDU | 13298 | rPDU, Basic Standard, 20A, 120V, 1.9kW, Vertical, (8) NEMA 5-20R, 10ft power cord with 5-20P, Black Powder Coat. | 192.1 | 10% | 174.1867
Vertiv | Rack PDU | 13317 | rPDU, Metered Standard, 20A, 120V, 1.9kW, Horizontal, (10) NEMA 5-20R, 10ft power cord with L5-20P, Black Powder Coat. | 413.95 | 10% | 375.3492
Vertiv | Rack PDU | 13343 | rPDU, Metered Standard, 20A, 120V, 1.9kW, Horizontal, (10) NEMA 5-20R, 10ft power cord with L5-20P, Black Powder Coat. | 413.95 | 10% | 375.3492
Vertiv | Rack PDU | 13357 | rPDU, Basic Surge, 15A, 120V, 1.4kW, Vertical, (10) NEMA 5-15R, 10ft power cord with 5-15P, Black Powder | 196.35 | 10% | 178.0404
Vertiv | Rack PDU | 13365 | rPDU, Basic Surge, 20A, 120V, 1.9kW, Vertical, (20) NEMA 5-20R, 10ft power cord with 5-20P, Black Powder | 305.15 | 10% | 276.6948
Vertiv | Rack PDU | 13435 | rPDU, Basic Standard, 30A, 120/208V WYE, 8.6kW, Horizontal, (18) NEMA 5-20R, 10ft power cord with L21-30P, Black Powder Coat. | 1376.15 | 10% | 1247.824
Vertiv | Rack PDU | 13439 | rPDU, Metered Standard, 30A, 208V, 4.9kW, Horizontal, (6) NEMA L6-20R, 10ft power cord with L6-30P, Black Powder Coat. | 918.85 | 10% | 833.1672
Vertiv | Rack PDU | 13463 | rPDU, Basic Standard, 15A, 120V, 1.4kW, Vertical, (8) NEMA 5-15R, 10ft power cord with 5-15P, Black Powder Coat. | 163.2 | 10% | 147.9816
Vertiv | Rack PDU | 13648 | rPDU, Metered Surge, 15A, 120V, 1.4kW, Horizontal, (10) NEMA 5-15R, 10ft power cord with 5-15P, Black Powder Coat. | 291.55 | 10% | 264.363
Vertiv | Rack PDU | 13690 | rPDU, Metered Surge, 20A, 120V, 1.9kW, Vertical, (20) NEMA 5-20R, 10ft power cord with 5-20P, Black Powder Coat. | 425.85 | 10% | 386.1395
Vertiv | Rack PDU | 14068 | rPDU, Metered Standard, 30A, 208V, 4.9kW, Vertical, (12) NEMA L6-20R, 10ft power cord with L6-30P, Black Powder Coat. | 1280.95 | 10% | 1161.5014
Vertiv | Rack PDU | 14171 | rPDU, Metered Surge, 20A, 120V, 1.9kW, Horizontal, (10) NEMA 5-20R, 10ft power cord with L5-20P, Black Powder Coat. | 433.5 | 10% | 393.0761
Vertiv | Rack PDU | 14212 | rPDU, Metered Standard, 20A, 208V, 3.3kW, Horizontal, (12) NEMA 6-20R, 10ft power cord with L6-20P, Black Powder Coat. | 549.1 | 10% | 497.8964
Vertiv | Rack PDU | 14342 | rPDU, Metered Surge, 20A, 120V, 1.9kW, Vertical, (20) NEMA 5-20R, 10ft power cord with L5-20P, Black Powder Coat. | 440.3 | 10% | 399.242
Vertiv | Rack PDU | 14535 | rPDU, Metered Standard, 20A, 120V, 1.9kW, Horizontal, (10) NEMA 5-20R, 10ft power cord with L5-20P, Black Powder Coat. | 413.95 | 10% | 375.3492
Vertiv | Rack PDU | 14547 | rPDU, Basic Surge, 15A, 120V, 1.4kW, Vertical, (14) NEMA 5-15R, 10ft power cord with 5-15P, Black Powder | 221 | 10% | 200.3918
Vertiv | Rack PDU | 14560 | rPDU, Metered Standard, 30A, 208V, 4.9kW, Horizontal, (6) NEMA L6-30R, 10ft power cord with L6-30P, Black Powder Coat. | 816 | 10% | 739.908
Vertiv | Rack PDU | 14678 | rPDU, Metered Standard, 20A, 120V, 1.9kW, Vertical, (20) NEMA 5-20R, 10ft power cord with L5-20P, Black Powder Coat. | 423.3 | 10% | 383.8273
Vertiv | Rack PDU | 14747 | rPDU, Basic Surge, 15A, 120V, 1.4kW, Vertical, (14) NEMA 5-15R, 10ft power cord with 5-15P, Black Powder | 221 | 10% | 200.3918
Vertiv | Rack PDU | 14785 | rPDU, Metered Standard, 20A, 208V, 3.3kW, Horizontal/Vertical, (4) IEC C13, (4) IEC C19, 10ft power cord with L6- 20P, Black Powder Coat. | 426.7 | 10% | 386.9102
Vertiv | Rack PDU | 15085 | rPDU, Metered Standard, 15A, 120V, 1.4kW, Horizontal, (10) NEMA 5-15R, 10ft power cord with 5-15P, Black Powder Coat. | 268.6 | 10% | 243.5531
Vertiv | Rack PDU | 15556 | rPDU, Metered Standard, 20A, 120V, 1.9kW, Horizontal, (10) NEMA 5-20R, 10ft power cord with 5-20P, Black Powder Coat. | 400.35 | 10% | 363.0174
Vertiv | Rack PDU | 15780 | rPDU, Metered Standard, 20A, 120V, 1.9kW, Vertical, (20) NEMA 5-20R, 10ft power cord with 5-20P, Black Powder Coat. | 411.4 | 10% | 373.0369
Vertiv | Rack PDU | 15830 | rPDU, Basic Standard, 15A, 120V, 1.4kW, Vertical, (20) NEMA 5-15R, 10ft power cord with 5-15P, Black Powder Coat. | 244.8 | 10% | 221.9724
Vertiv | Rack PDU | 15865 | rPDU, Metered Surge, 20A, 120V, 1.9kW, Horizontal, (10) NEMA 5-20R, 10ft power cord with 5-20P, Black Powder Coat. | 420.75 | 10% | 381.5151
Vertiv | Rack PDU | 15930 | rPDU, Metered Standard, 20A, 120V, 1.9kW, Vertical, (20) NEMA 5-20R, 10ft power cord with 5-20P, Black Powder Coat. | 411.4 | 10% | 373.0369
Vertiv | Rack PDU | 15935 | rPDU, Basic Surge, 20A, 120V, 1.9kW, Vertical, (14) NEMA 5-20R, 10ft power cord with L5-20P, Black Powder Coat. | 254.15 | 10% | 230.4505
Vertiv | Rack PDU | 15937 | rPDU, Metered Standard, 15A, 120V, 1.4kW, Horizontal, (10) NEMA 5-15R, 10ft power cord with 5-15P, Black Powder Coat. | 268.6 | 10% | 243.5531
Vertiv | Rack PDU | 16113 | rPDU, Metered Standard, 15A, 120V, 1.4kW, Horizontal, (10) NEMA 5-15R, 10ft power cord with 5-15P, Black Powder Coat. | 268.6 | 10% | 243.5531
Vertiv | Rack PDU | 16179 | rPDU, Metered Surge, 15A, 120V, 1.4kW, Vertical, (20) NEMA 5-15R, 10ft power cord with 5-15P, Black Powder Coat. | 418.2 | 10% | 379.2029
Vertiv | Rack PDU | 16247 | rPDU, Metered Standard, 20A, 120V, 1.9kW, Horizontal, (10) NEMA 5-20R, 10ft power cord with L5-20P, Black Powder Coat. | 413.95 | 10% | 375.3492
Vertiv | Rack PDU | 16258 | rPDU, Basic Surge, 20A, 120V, 1.9kW, Vertical, (20) NEMA 5-20R, 10ft power cord with L5-20P, Black Powder Coat. | 318.75 | 10% | 289.0266
Vertiv | Rack PDU | 16476 | rPDU, Basic Standard, 20A, 120V, 1.9kW, Vertical, (10) NEMA 5-20R, 10ft power cord with 5-20P, Black Powder Coat. | 209.95 | 10% | 190.3722
Vertiv | Rack PDU | 16519 | rPDU, Basic Surge, 15A, 120V, 1.4kW, Vertical, (8) NEMA 5-15R, 10ft power cord with 5-15P, Black Powder Coat. | 187.85 | 10% | 170.333
Vertiv | Rack PDU | 16649 | rPDU, Metered Standard, 30A, 120V, 2.8kW, Horizontal, (6) NEMA L5-30R, 10ft power cord with L5-30P, Black Powder Coat. | 705.5 | 10% | 639.7121
Vertiv | Rack PDU | 16685 | rPDU, Metered Standard, 20A, 120V, 1.9kW, Horizontal, (10) NEMA 5-20R, 10ft power cord with 5-20P, Black Powder Coat. | 400.35 | 10% | 363.0174
Vertiv | Rack PDU | 16692 | rPDU, Metered Standard, 20A, 120V, 1.9kW, Horizontal, (10) NEMA 5-20R, 10ft power cord with 5-20P, Black Powder Coat. | 400.35 | 10% | 363.0174
Vertiv | Rack PDU | 16743 | rPDU, Basic Standard, 20A, 120V, 1.9kW, Horizontal, (6) NEMA 5-20R, 10ft power cord with L5-20P | 207.4 | 10% | 188.0599
Vertiv | Rack PDU | 16809 | rPDU, Metered Standard, 15A, 120V, 1.4kW, Vertical, (20) NEMA 5-15R, 10ft power cord with 5-15P, Black Powder Coat. | 395.25 | 10% | 358.3929
Vertiv | Rack PDU | 16811 | rPDU, Metered Standard, 15A, 120V, 1.4kW, Vertical, (20) NEMA 5-15R, 10ft power cord with 5-15P, Black Powder Coat. | 395.25 | 10% | 358.3929
Vertiv | Rack PDU | 16813 | rPDU, Metered Standard, 20A, 120V, 1.9kW, Vertical, (20) NEMA 5-20R, 10ft power cord with L5-20P, Black Powder Coat. | 423.3 | 10% | 383.8273
Vertiv | Rack PDU | 16822 | rPDU, Metered Standard, 15A, 120V, 1.4kW, Vertical, (20) NEMA 5-15R, 10ft power cord with 5-15P, Black Powder Coat. | 395.25 | 10% | 358.3929
Vertiv | Rack PDU | 16824 | rPDU, Metered Standard, 15A, 120V, 1.4kW, Vertical, (20) NEMA 5-15R, 10ft power cord with 5-15P, Black Powder Coat. | 395.25 | 10% | 358.3929
Vertiv | Rack PDU | 17173 | rPDU, Metered Standard, 20A, 208V, 3.3kW, Vertical, (20) NEMA 6-20R, 10ft power cord with L6-20P, Black Powder Coat. | 638.35 | 10% | 578.8239
Vertiv | Rack PDU | 17341 | rPDU, Basic Surge, 20A, 120V, 1.9kW, Vertical, (10) NEMA 5-20R, 10ft power cord with 5-20P, Black Powder Coat. | 222.7 | 10% | 201.9332
Vertiv | Rack PDU | 17364 | rPDU, Metered Surge, 15A, 120V, 1.4kW, Vertical, (20) NEMA 5-15R, 10ft power cord with 5-15P, Black Powder Coat. | 418.2 | 10% | 379.2029
Vertiv | Rack PDU | 17368 | rPDU, Metered Surge, 20A, 120V, 1.9kW, Vertical, (20) NEMA 5-20R, 10ft power cord with 5-20P, Black Powder Coat. | 425.85 | 10% | 386.1395
Vertiv | Rack PDU | 17369 | rPDU, Metered Surge, 20A, 120V, 1.9kW, Vertical, (20) NEMA 5-20R, 10ft power cord with L5-20P, Black Powder Coat. | 440.3 | 10% | 399.242
Vertiv | Rack PDU | 17380 | rPDU, Metered Surge, 15A, 120V, 1.4kW, Vertical, (20) NEMA 5-15R, 10ft power cord with 5-15P, Black Powder Coat. | 418.2 | 10% | 379.2029
Vertiv | Rack PDU | 17382 | rPDU, Metered Surge, 20A, 120V, 1.9kW, Vertical, (20) NEMA 5-20R, 10ft power cord with 5-20P, Black Powder Coat. | 425.85 | 10% | 386.1395
Vertiv | Rack PDU | 17434 | rPDU, Basic Surge, 20A, 120V, 1.9kW, Vertical, (14) NEMA 5-20R, 10ft power cord with 5-20P, Black Powder | 241.4 | 10% | 218.8895
Vertiv | Rack PDU | 17451 | rPDU, Basic Surge, 20A, 120V, 1.9kW, Vertical, (8) NEMA 5-20R, 10ft power cord with L5-20P, Black Powder | 208.25 | 10% | 188.8307
Vertiv | Rack PDU | 17464 | rPDU, Basic Surge, 15A, 120V, 1.4kW, Vertical, (8) NEMA 5-15R, 10ft power cord with 5-15P, Black Powder Coat. | 187.85 | 10% | 170.333
Vertiv | Rack PDU | 17512 | rPDU, Metered Standard, 30A, 208V, 4.9kW, Vertical, (24) NEMA 6-20R, 10ft power cord with L6-30P, Black Powder Coat. | 966.45 | 10% | 876.3285
Vertiv | Rack PDU | 17884 | rPDU, Basic Surge, 20A, 120V, 1.9kW, Vertical, (10) NEMA 5-20R, 10ft power cord with L5-20P, Black Powder Coat. | 228.65 | 10% | 207.3284
Vertiv | Rack PDU | 18414 | rPDU, Metered Surge, 20A, 120V, 1.9kW, Horizontal, (10) NEMA 5-20R, 10ft power cord with 5-20P, Black Powder Coat. | 420.75 | 10% | 381.5151
Vertiv | Rack PDU | 18415 | rPDU, Metered Surge, 20A, 120V, 1.9kW, Horizontal, (10) NEMA 5-20R, 10ft power cord with L5-20P, Black Powder Coat. | 433.5 | 10% | 393.0761
Vertiv | Rack PDU | 18416 | rPDU, Basic Standard, 30A, 120V, 2.8kW, Vertical, (24) NEMA 5-20R, 10ft power cord with L5-30P, Black Powder Coat. | 549.1 | 10% | 497.8964
Vertiv | Rack PDU | 18417 | rPDU, Metered Surge, 15A, 120V, 1.4kW, Horizontal, (10) NEMA 5-15R, 10ft power cord with 5-15P, Black Powder Coat. | 291.55 | 10% | 264.363
Vertiv | Rack PDU | 18418 | rPDU, Metered Surge, 20A, 120V, 1.9kW, Horizontal, (10) NEMA 5-20R, 10ft power cord with L5-20P, Black Powder Coat. | 433.5 | 10% | 393.0761
Vertiv | Rack PDU | 23168 | rPDU, Basic Standard, 15A, 120V, 1.4kW, Vertical, (20) NEMA 5-15R, 10ft power cord with 5-15P, Black Powder Coat. | 244.8 | 10% | 221.9724
Vertiv | Rack PDU | 27819 | rPDU, Basic Surge, 15A, 120V, 1.4kW, Horizontal, (10) NEMA 5-15R, 10ft power cord with 5-15P, Black Powder Coat. | 198.9 | 10% | 180.3526
Vertiv | Rack PDU | 27843 | rPDU, Basic Standard, 15A, 120V, 1.4kW, Horizontal, (6) NEMA 5-15R, 10ft power cord with 5-15P, Black Powder Coat. | 147.9 | 10% | 134.1083
Vertiv | Rack PDU | 27846 | rPDU, Basic Standard, 15A, 120V, 1.4kW, Horizontal, (6) NEMA 5-15R, 10ft power cord with 5-15P, Black Powder Coat. | 147.9 | 10% | 134.1083
Vertiv | Rack PDU | 27849 | rPDU, Basic Standard, 15A, 120V, 1.4kW, Horizontal, (6) NEMA 5-15R, 10ft power cord with 5-15P, Black Powder Coat. | 177.65 | 10% | 161.0841
Vertiv | Rack PDU | 27853 | rPDU, Basic Standard, 20A, 120V, 1.9kW, Horizontal, (6) NEMA 5-20R, 10ft power cord with 5-20P, Black Powder Coat. | 196.35 | 10% | 178.0404
Vertiv | Rack PDU | 27854 | rPDU, Basic Standard, 20A, 120V, 1.9kW, Horizontal, (6) NEMA 5-20R, 10ft power cord with L5-20P, Black Powder Coat. | 209.95 | 10% | 190.3722
Vertiv | Rack PDU | 27858 | rPDU, Basic Standard, 15A, 120V, 1.4kW, Horizontal, (6) NEMA 5-15R, 10ft power cord with 5-15P, Black Powder Coat. | 177.65 | 10% | 161.0841
Vertiv | Rack PDU | 27859 | rPDU, Basic Standard, 20A, 120V, 1.9kW, Horizontal, (10) NEMA 5-20R, 10ft power cord with L5-20P, Black Powder Coat. | 262.65 | 10% | 238.1579
Vertiv | Rack PDU | 27887 | rPDU, Basic Surge, 20A, 120V, 1.9kW, Horizontal, (10) NEMA 5-20R, 10ft power cord with 5-20P, Black Powder Coat. | 284.75 | 10% | 258.1971
Vertiv | Rack PDU | 27890 | rPDU, Basic Standard, 15A, 120V, 1.4kW, Horizontal, (10) NEMA 5-15R, 10ft power cord with 5-15P, Black Powder Coat. | 190.4 | 10% | 172.6452
Vertiv | Rack PDU | 27902 | rPDU, Basic Standard, 20A, 120V OR 208V, 1.9 or 3.3kW, Horizontal/Vertical, (10) IEC C13, C20, Black Powder Coat. | 169.15 | 10% | 153.3768
Vertiv | Rack PDU | 27917 | rPDU, Basic Standard, 20A, 120V, 1.9kW, Horizontal, (6) NEMA 5-20R, 10ft power cord with 5-20P, Black Powder Coat. | 196.35 | 10% | 178.0404
Vertiv | Rack PDU | 27928 | rPDU, Basic Standard, 20A, 120V, 1.9kW, Horizontal, (10) NEMA 5-20R, 10ft power cord with 5-20P, Black Powder Coat. | 250.75 | 10% | 227.3676
Vertiv | Rack PDU | 27930 | rPDU, Basic Standard, 20A, 120V OR 208V, 1.9 or 3.3kW, Horizontal, (16) IEC C13, C20, Black Powder Coat. | 214.2 | 10% | 194.2259
Vertiv | Rack PDU | 27959 | rPDU, Metered Standard, 20A, 120V OR 208V, 1.9 or 3.3kW, Horizontal/Vertical, (10) IEC C13, C20, Black Powder Coat. | 393.55 | 10% | 356.8515
Vertiv | Rack PDU | 27979 | rPDU, Basic Surge, 15A, 120V, 1.4kW, Vertical, (10) NEMA 5-15R, 10ft power cord with 5-15P, Black Powder | 196.35 | 10% | 178.0404
Vertiv | Rack PDU | 27980 | rPDU, Metered Standard, 30A, 208V, 4.9kW, Vertical, (24) IEC C13, 10ft power cord with L6-30P, Black Powder Coat. | 751.4 | 10% | 681.332
Vertiv | Rack PDU | 27986 | rPDU, Metered Standard, 20A, 120V OR 208V, 1.9 or 3.3kW, Horizontal, (16) IEC C13, C20, Black Powder Coat. | 406.3 | 10% | 368.4125
Vertiv | Rack PDU | 27993 | rPDU, Basic Standard, 20A, 120V, 1.9kW, Horizontal, (10) NEMA 5-20R, 10ft power cord with 5-20P, Black Powder Coat. | 250.75 | 10% | 227.3676
Vertiv | Rack PDU | 28031 | rPDU, Basic Surge, 20A, 120V, 1.9kW, Vertical, (14) NEMA 5-20R, 10ft power cord with 5-20P, Black Powder | 241.4 | 10% | 218.8895
Vertiv | Rack PDU | 28042 | rPDU, Basic Standard, 20A, 120V, 1.9kW, Vertical, (8) NEMA 5-20R, 10ft power cord with 5-20P, Black Powder Coat. | 192.1 | 10% | 174.1867
Vertiv | Rack PDU | 28049 | rPDU, Basic Standard, 15A, 120V, 1.4kW, Vertical, (10) NEMA 5-15R, 10ft power cord with 5-15P, Black Powder Coat. | 189.55 | 10% | 171.8745
Vertiv | Rack PDU | 28052 | rPDU, Metered Standard, 20A, 120V OR 208V, 1.9 or 3.3kW, Horizontal, (16) IEC C13, C20, Black Powder Coat. | 499.8 | 10% | 453.1936
Vertiv | Rack PDU | 28057 | rPDU, Basic Standard, 30A, 208V, 4.9kW, Vertical, (24) IEC C13, 10ft power cord with L6-30P, Black Powder Coat. | 455.6 | 10% | 413.1153
Vertiv | Rack PDU | 28063 | rPDU, Basic Surge, 20A, 120V, 1.9kW, Vertical, (10) NEMA 5-20R, 10ft power cord with 5-20P, Black Powder | 214.2 | 10% | 194.2259
Vertiv | Rack PDU | 28064 | rPDU, Basic Standard, 15A, 120V, 1.4kW, Vertical, (8) NEMA 5-15R, 10ft power cord with 5-15P, Black Powder Coat. | 179.35 | 10% | 162.6256
Vertiv | Rack PDU | 28072 | rPDU, Basic Surge, 20A, 120V, 1.9kW, Vertical, (8) NEMA 5-20R, 10ft power cord with 5-20P, Black Powder Coat. | 195.5 | 10% | 177.2696
Vertiv | Rack PDU | 28087 | rPDU, Basic Standard, 20A, 120V, 1.9kW, Vertical, (14) NEMA 5-20R, 10ft power cord with 5-20P, Black Powder Coat. | 242.25 | 10% | 219.6602
Vertiv | Rack PDU | 28105 | rPDU, Basic Standard, 20A, 120V, 1.9kW, Vertical, (20) NEMA 5-20R, 10ft power cord with 5-20P, Black Powder Coat. | 293.25 | 10% | 265.9044
Vertiv | Rack PDU | 28127 | rPDU, Basic Standard, 20A, 120V, 1.9kW, Horizontal/Vertical, (8) NEMA 5-20R, 10ft power cord with 5-20P, Black Powder Coat. | 194.65 | 10% | 176.4989
Vertiv | Rack PDU | 28131 | rPDU, Basic Standard, 20A, 120V, 1.9kW, Vertical, (10) NEMA 5-20R, 10ft power cord with L5-20P, Black Powder Coat. | 223.55 | 10% | 202.704
Vertiv | Rack PDU | 28141 | rPDU, Basic Standard, 20A, 120V, 1.9kW, Vertical, (8) NEMA 5-20R, 10ft power cord with L5-20P, Black Powder Coat. | 204 | 10% | 184.977
Vertiv | Rack PDU | 29046 | rPDU, Basic Surge, 15A, 120V, 1.4kW, Horizontal, (10) NEMA 5-15R, 10ft power cord with 5-15P, Black Powder Coat. | 177.65 | 10% | 161.0841
Vertiv | Rack PDU | 29048 | rPDU, Metered Surge, 15A, 120V, 1.4kW, Horizontal, (10) NEMA 5-15R, 10ft power cord with 5-15P, Black Powder Coat. | 274.55 | 10% | 248.9482
Vertiv | Rack PDU | 29049 | rPDU, Basic Standard, 15A, 120V, 1.4kW, Horizontal, (12) NEMA 5-15R, 10ft power cord with 5-15P, Black Powder Coat. | 147.9 | 10% | 134.1083
Vertiv | Rack PDU | 29050 | rPDU, Basic Standard, 15A, 120V, 1.4kW, Horizontal, (12) NEMA 5-15R, 10ft power cord with 5-15P, Black Powder Coat. | 147.9 | 10% | 134.1083
Vertiv | Rack PDU | 29068 | rPDU, Basic Surge, 20A, 120V, 1.9kW, Horizontal, (6) NEMA 5-20R, 10ft power cord with 5-20P, Black Powder Coat. | 221 | 10% | 200.3918
Vertiv | Rack PDU | 29085 | rPDU, Metered Standard, 20A, 120V, 1.9kW, Horizontal, (10) NEMA 5-20R, 10ft power cord with L5-20P, Black Powder Coat. | 392.7 | 10% | 356.0807
Vertiv | Rack PDU | 29106 | rPDU, Basic Standard, 20A, 120V, 1.9kW, Horizontal, (10) NEMA 5-20R, 10ft power cord with L5-20P, Black Powder Coat. | 262.65 | 10% | 238.1579
Vertiv | Rack PDU | 29127 | rPDU, Metered Surge, 15A, 120V, 1.4kW, Horizontal, (10) NEMA 5-15R, 10ft power cord with 5-15P, Black Powder Coat. | 274.55 | 10% | 248.9482
Vertiv | Rack PDU | 29130 | rPDU, Metered Surge, 20A, 120V, 1.9kW, Horizontal, (10) NEMA 5-20R, 10ft power cord with 5-20P, Black Powder Coat. | 409.7 | 10% | 371.4955
Vertiv | Rack PDU | 29171 | rPDU, Basic Standard, 15A, 120V, 1.4kW, Horizontal, (8) NEMA 5-15R, 10ft power cord with 5-15P, Black Powder Coat. | 189.55 | 10% | 171.8745
Vertiv | Rack PDU | 29172 | rPDU, Basic Standard, 15A, 120V, 1.4kW, Horizontal, (8) NEMA 5-15R, 10ft power cord with 5-15P, Black Powder Coat. | 189.55 | 10% | 171.8745
Vertiv | Rack PDU | 29325 | rPDU, Basic Surge, 15A, 120V, 1.4kW, Horizontal, (8) NEMA 5-15R, 10ft power cord with 5-15P, Black Powder Coat. | 238 | 10% | 215.8065
Vertiv | Rack PDU | 29395 | rPDU, Basic Surge, 15A, 120V, 1.4kW, Horizontal, (12) NEMA 5-15R, 10ft power cord with 5-15P, Black Powder Coat. | 184.45 | 10% | 167.25
Vertiv | Rack PDU | 29396 | rPDU, Basic Surge, 15A, 120V, 1.4kW, Horizontal, (12) NEMA 5-15R, 10ft power cord with 5-15P, Black Powder Coat. | 184.45 | 10% | 167.25
Vertiv | Rack PDU | 29420 | rPDU, Basic Surge, 15A, 120V, 1.4kW, Horizontal, (6) NEMA 5-15R, 10ft power cord with 5-15P, Black Powder Coat. | 161.5 | 10% | 146.4401
Vertiv | Rack PDU | 29422 | rPDU, Basic Surge, 15A, 120V, 1.4kW, Horizontal, (6) NEMA 5-15R, 10ft power cord with 5-15P, Black Powder Coat. | 161.5 | 10% | 146.4401
Vertiv | Rack PDU | 29423 | rPDU, Basic Surge, 15A, 120V, 1.4kW, Horizontal, (6) NEMA 5-15R, 10ft power cord with 5-15P, Black Powder Coat. | 170 | 10% | 154.1475
Vertiv | Rack PDU | 29424 | rPDU, Basic Surge, 15A, 120V, 1.4kW, Horizontal, (6) NEMA 5-15R, 10ft power cord with 5-15P, Black Powder Coat. | 163.2 | 10% | 147.9816
Vertiv | Rack PDU | 29429 | rPDU, Basic Surge, 15A, 120V, 1.4kW, Horizontal, (6) NEMA 5-15R, 10ft power cord with 5-15P, Black Powder Coat. | 170 | 10% | 154.1475
Vertiv | Rack PDU | 29582 | rPDU, Basic Standard, 20A, 120V, 1.9kW, Horizontal, (10) NEMA 5-20R, 10ft power cord with 5-20P, Black Powder Coat. | 244.8 | 10% | 221.9724
Vertiv | Rack PDU | 29584 | rPDU, Basic Standard, 20A, 120V, 1.9kW, Horizontal, (10) NEMA 5-20R, 10ft power cord with L5-20P, Black Powder Coat. | 257.55 | 10% | 233.5335
Vertiv | Rack PDU | 29585 | rPDU, Basic Standard, 20A, 120V, 1.9kW, Horizontal, (10) NEMA 5-20R, 10ft power cord with L5-20P, Black Powder Coat. | 258.4 | 10% | 234.3042
Vertiv | Rack PDU | 29590 | rPDU, Basic Standard, 20A, 120V, 1.9kW, Horizontal, (12) NEMA 5-20R, 10ft power cord with 5-20P, Black Powder Coat. | 267.75 | 10% | 242.7823
Vertiv | Rack PDU | 29591 | rPDU, Basic Standard, 20A, 120V, 1.9kW, Horizontal, (12) NEMA 5-20R, 10ft power cord with L5-20P, Black Powder Coat. | 282.2 | 10% | 255.8849
Vertiv | Rack PDU | 29592 | rPDU, Basic Standard, 20A, 120V, 1.9kW, Horizontal, (12) NEMA 5-20R, 10ft power cord with L5-20P, Black Powder Coat. | 282.2 | 10% | 255.8849
Vertiv | Rack PDU | 29593 | rPDU, Basic Standard, 20A, 120V, 1.9kW, Horizontal, (12) NEMA 5-20R, 10ft power cord with 5-20P, Black Powder Coat. | 267.75 | 10% | 242.7823
Vertiv | Rack PDU | 29606 | rPDU, Basic Standard, 20A, 120V, 1.9kW, Horizontal, (6) NEMA 5-20R, 10ft power cord with 5-20P, Black Powder Coat. | 181.9 | 10% | 164.9378
Vertiv | Rack PDU | 29607 | rPDU, Basic Standard, 20A, 120V, 1.9kW, Horizontal, (6) NEMA 5-20R, 10ft power cord with 5-20P, Black Powder Coat. | 181.9 | 10% | 164.9378
Vertiv | Rack PDU | 29608 | rPDU, Basic Standard, 20A, 120V, 1.9kW, Horizontal, (6) NEMA 5-20R, 10ft power cord with L5-20P, Black Powder Coat. | 195.5 | 10% | 177.2696
Vertiv | Rack PDU | 29609 | rPDU, Basic Standard, 20A, 120V, 1.9kW, Horizontal, (6) NEMA 5-20R, 10ft power cord with L5-20P, Black Powder Coat. | 195.5 | 10% | 177.2696
Vertiv | Rack PDU | 30200 | rPDU, Basic Standard, 15A, 120V, 1.4kW, Horizontal, (6) NEMA 5-15R, 10ft power cord with 5-15P, Black Powder Coat. | 129.2 | 10% | 117.1521
Vertiv | Rack PDU | 38035 | rPDU, Basic Surge, 20A, 120V, 1.9kW, Horizontal, (6) NEMA 5-20R, 10ft power cord with L5-20P, Black Powder Coat. | 230.35 | 10% | 208.8699
Vertiv | Rack PDU | 38036 | rPDU, Basic Surge, 20A, 120V, 1.9kW, Horizontal, (6) NEMA 5-20R, 10ft power cord with L5-20P, Black Powder Coat. | 230.35 | 10% | 208.8699
Vertiv | Rack PDU | 38037 | rPDU, Basic Surge, 20A, 120V, 1.9kW, Horizontal, (6) NEMA 5-20R, 10ft power cord with 5-20P, Black Powder Coat. | 217.6 | 10% | 197.3088
Vertiv | Rack PDU | 38038 | rPDU, Basic Surge, 20A, 120V, 1.9kW, Horizontal, (6) NEMA 5-20R, 10ft power cord with 5-20P, Black Powder Coat. | 217.6 | 10% | 197.3088
Vertiv | Rack PDU | 38045 | rPDU, Basic Surge, 20A, 120V, 1.9kW, Horizontal, (12) NEMA 5-20R, 10ft power cord with 5-20P, Black Powder Coat. | 274.55 | 10% | 248.9482
Vertiv | Rack PDU | 38050 | rPDU, Basic Surge, 20A, 120V, 1.9kW, Horizontal, (12) NEMA 5-20R, 10ft power cord with 5-20P, Black Powder Coat. | 274.55 | 10% | 248.9482
Vertiv | Rack PDU | 38057 | rPDU, Basic Surge, 20A, 120V, 1.9kW, Horizontal, (10) NEMA 5-20R, 10ft power cord with 5-20P, Black Powder Coat. | 257.55 | 10% | 233.5335
Vertiv | Rack PDU | 38058 | rPDU, Basic Surge, 20A, 120V, 1.9kW, Horizontal, (10) NEMA 5-20R, 10ft power cord with 5-20P, Black Powder Coat. | 257.55 | 10% | 233.5335
Vertiv | Rack PDU | 38059 | rPDU, Basic Surge, 20A, 120V, 1.9kW, Horizontal, (10) NEMA 5-20R, 10ft power cord with L5-20P, Black Powder Coat. | 272 | 10% | 246.636
Vertiv | Rack PDU | 38061 | rPDU, Basic Surge, 20A, 120V, 1.9kW, Horizontal, (12) NEMA 5-20R, 10ft power cord with L5-20P, Black Powder Coat. | 287.3 | 10% | 260.5093
Vertiv | Rack PDU | 38062 | rPDU, Basic Surge, 20A, 120V, 1.9kW, Horizontal, (12) NEMA 5-20R, 10ft power cord with L5-20P, Black Powder Coat. | 287.3 | 10% | 260.5093
Vertiv | Rack PDU | 38070 | rPDU, Basic Surge, 20A, 120V, 1.9kW, Horizontal, (6) NEMA 5-20R, 10ft power cord with 5-20P, Black Powder Coat. | 221 | 10% | 200.3918
Vertiv | Rack PDU | 38088 | rPDU, Basic Standard, 15A, 120V, 1.4kW, Horizontal, (10) NEMA 5-15R, 10ft power cord with 5-15P, Black Powder Coat. | 190.4 | 10% | 172.6452
Vertiv | Rack PDU | 38091 | rPDU, Basic Surge, 15A, 120V, 1.4kW, Horizontal, (6) NEMA 5-15R, 10ft power cord with 5-15P, Black Powder Coat. | 163.2 | 10% | 147.9816
Vertiv | Rack PDU | 38100 | rPDU, Basic Surge, 20A, 120V, 1.9kW, Horizontal, (10) NEMA 5-20R, 10ft power cord with 5-20P, Black Powder Coat. | 284.75 | 10% | 258.1971
Vertiv | Rack PDU | 38125 | rPDU, Basic Standard, 20A, 120V, 1.9kW, Vertical, (10) NEMA 5-20R, 10ft power cord with 5-20P, Black Powder Coat. | 209.95 | 10% | 190.3722
Vertiv | Rack PDU | 38128 | rPDU, Metered Standard, 30A, 208V, 4.9kW, Horizontal/Vertical, (10) IEC C13, 10ft power cord with L6-30P, Black Powder Coat. | 551.65 | 10% | 500.2086
Vertiv | Rack PDU | 38129 | rPDU, Basic Standard, 30A, 208V, 4.9kW, Horizontal, (16) IEC C13, 10ft power cord with L6-30P, Black Powder Coat. | 352.75 | 10% | 319.8561
Vertiv | Rack PDU | 38130 | rPDU, Metered Standard, 30A, 208V, 4.9kW, Horizontal, (16) IEC C13, 10ft power cord with L6-30P, Black Powder Coat. | 657.05 | 10% | 595.7801
Vertiv | Rack PDU | 38133 | rPDU, Basic Surge, 20A, 120V, 1.9kW, Vertical, (14) NEMA 5-20R, 10ft power cord with 5-20P, Black Powder | 241.4 | 10% | 218.8895
Vertiv | Rack PDU | 38136 | rPDU, Basic Standard, 30A, 208V, 4.9kW, Vertical, (20) NEMA 6-20R, 10ft power cord with L6-30P, Black Powder Coat. | 622.2 | 10% | 564.1798
Vertiv | Rack PDU | 38137 | rPDU, Basic Standard, 20A, 120V, 1.9kW, Horizontal/Vertical, (8) NEMA 5-20R, 10ft power cord with L5-20P, Black Powder Coat. | 207.4 | 10% | 188.0599
Vertiv | Rack PDU | 38139 | rPDU, Basic Standard, 30A, 208V, 4.9kW, Horizontal/Vertical, (10) IEC C13, 10ft power cord with L6-30P, Black Powder Coat. | 317.05 | 10% | 287.4851
Vertiv | Rack PDU | 38156 | rPDU, Basic Standard, 20A, 120V, 1.9kW, Vertical, (14) NEMA 5-20R, 10ft power cord with L5-20P, Black Powder Coat. | 255 | 10% | 231.2212
Vertiv | Rack PDU | 38158 | rPDU, Basic Standard, 20A, 120V, 1.9kW, Vertical, (20) NEMA 5-20R, 10ft power cord with 5-20P, Black Powder Coat. | 293.25 | 10% | 265.9044
Vertiv | Rack PDU | 38159 | rPDU, Basic Standard, 20A, 120V, 1.9kW, Vertical, (8) NEMA 5-20R, 10ft power cord with L5-20P, Black Powder Coat. | 204 | 10% | 184.977
Vertiv | Rack PDU | 38168 | rPDU, Basic Standard, 20A, 120V, 1.9kW, Vertical, (20) NEMA 5-20R, 10ft power cord with 5-20P, Black Powder Coat. | 293.25 | 10% | 265.9044
Vertiv | Rack PDU | 38171 | rPDU, Metered Standard, 20A, 208V, 3.3kW, Horizontal/Vertical, (10) IEC C13, 10ft power cord with L6-20P, Black Powder Coat. | 433.5 | 10% | 393.0761
Vertiv | Rack PDU | 38206 | rPDU, Basic Standard, 20A, 120V, 1.9kW, Vertical, (20) NEMA 5-20R, 10ft power cord with L5-20P, Black Powder Coat. | 305.15 | 10% | 276.6948
Vertiv | Rack PDU | 38207 | rPDU, Basic Surge, 20A, 120V, 1.9kW, Horizontal/Vertical, (8) NEMA 5-20R, 10ft power cord with L5-20P, Black Powder Coat. | 205.7 | 10% | 186.5185
Vertiv | Rack PDU | 38214 | rPDU, Basic Standard, 20A, 120V, 1.9kW, Vertical, (8) NEMA 5-20R, 10ft power cord with L5-20P, Black Powder Coat. | 204 | 10% | 184.977
Vertiv | Rack PDU | 38215 | rPDU, Basic Standard, 20A, 120V, 1.9kW, Vertical, (14) NEMA 5-20R, 10ft power cord with L5-20P, Black Powder Coat. | 255 | 10% | 231.2212
Vertiv | Rack PDU | 38216 | rPDU, Metered Standard, 20A, 120V, 1.9kW, Vertical, (20) NEMA 5-20R, 10ft power cord with 5-20P, Black Powder Coat. | 411.4 | 10% | 373.0369
Vertiv | Rack PDU | 38225 | rPDU, Basic Surge, 20A, 120V, 1.9kW, Horizontal, (6) NEMA 5-20R, 10ft power cord with L5-20P, Black Powder Coat. | 235.45 | 10% | 213.4943
Vertiv | Rack PDU | 38231 | rPDU, Basic Standard, 20A, 120V, 1.9kW, Vertical, (14) NEMA 5-20R, 10ft power cord with L5-20P, Black Powder Coat. | 255 | 10% | 231.2212
Vertiv | Rack PDU | 38235 | rPDU, Basic Standard, 20A, 120V, 1.9kW, Vertical, (14) NEMA 5-20R, 10ft power cord with 5-20P, Black Powder Coat. | 242.25 | 10% | 219.6602
Vertiv | Rack PDU | 38252 | rPDU, Basic Standard, 20A, 208V, 3.3kW, Vertical, (24) IEC C13, 10ft power cord with L6-20P, Black Powder Coat. | 375.7 | 10% | 340.666
Vertiv | Rack PDU | 38303 | rPDU, Basic Standard, 20A, 120V, 1.9kW, Vertical, (10) NEMA 5-20R, 10ft power cord with 5-20P, Black Powder Coat. | 209.95 | 10% | 190.3722
Vertiv | Rack PDU | 38314 | rPDU, Basic Surge, 20A, 120V, 1.9kW, Horizontal/Vertical, (8) NEMA 5-20R, 10ft power cord with 5-20P, Black Powder Coat. | 192.95 | 10% | 174.9574
Vertiv | Rack PDU | 38315 | rPDU, Metered Standard, 20A, 120V, 1.9kW, Vertical, (20) NEMA 5-20R, 10ft power cord with L5-20P, Black Powder Coat. | 423.3 | 10% | 383.8273
Vertiv | Rack PDU | 38318 | rPDU, Metered Standard, 30A, 208V, 4.9kW, Vertical, (20) NEMA 6-20R, 10ft power cord with L6-30P, Black Powder Coat. | 779.45 | 10% | 706.7663
Vertiv | Rack PDU | 38319 | rPDU, Metered Standard, 20A, 120V, 1.9kW, Vertical, (20) NEMA 5-20R, 10ft power cord with L5-20P, Black Powder Coat. | 423.3 | 10% | 383.8273
Vertiv | Rack PDU | 38320 | rPDU, Metered Standard, 20A, 120V, 1.9kW, Vertical, (20) NEMA 5-20R, 10ft power cord with L5-20P, Black Powder Coat. | 423.3 | 10% | 383.8273
Vertiv | Rack PDU | 38364 | rPDU, Basic Standard, 15A, 120V, 1.4kW, Horizontal/Vertical, (8) NEMA 5-15R, 10ft power cord with 5-15P, Black Powder Coat. | 173.4 | 10% | 157.2304
Vertiv | Rack PDU | 38370 | rPDU, Metered Standard, 20A, 120V, 1.9kW, Vertical, (20) NEMA 5-20R, 10ft power cord with L5-20P, Black Powder Coat. | 423.3 | 10% | 383.8273
Vertiv | Rack PDU | 38371 | rPDU, Basic Standard, 20A, 120V, 1.9kW, Vertical, (8) NEMA 5-20R, 10ft power cord with 5-20P, Black Powder Coat. | 192.1 | 10% | 174.1867
Vertiv | Rack PDU | 38375 | rPDU, Basic Standard, 20A, 120V, 1.9kW, Vertical, (20) NEMA 5-20R, 10ft power cord with 5-20P, Black Powder Coat. | 293.25 | 10% | 265.9044
Vertiv | Rack PDU | 38380 | rPDU, Basic Standard, 20A, 120V, 1.9kW, Horizontal/Vertical, (8) NEMA 5-20R, 10ft power cord with L5-20P, Black Powder Coat. | 207.4 | 10% | 188.0599
Vertiv | Rack PDU | 38389 | rPDU, Basic Surge, 20A, 120V, 1.9kW, Horizontal/Vertical, (8) NEMA 5-20R, 10ft power cord with L5-20P, Black Powder Coat. | 205.7 | 10% | 186.5185
Vertiv | Rack PDU | 38393 | rPDU, Basic Surge, 20A, 120V, 1.9kW, Vertical, (20) NEMA 5-20R, 10ft power cord with L5-20P, Black Powder Coat. | 318.75 | 10% | 289.0266
Vertiv | Rack PDU | 38396 | rPDU, Basic Standard, 20A, 208V, 3.3kW, Vertical, (20) NEMA 6-20R, 10ft power cord with L6-20P, Black Powder Coat. | 477.7 | 10% | 433.1545
Vertiv | Rack PDU | 38423 | rPDU, Basic Surge, 20A, 120V, 1.9kW, Vertical, (10) NEMA 5-20R, 10ft power cord with L5-20P, Black Powder Coat. | 228.65 | 10% | 207.3284
Vertiv | Rack PDU | 38438 | rPDU, Basic Surge, 15A, 120V, 1.4kW, Horizontal/Vertical, (8) NEMA 5-15R, 10ft power cord with 5-15P, Black Powder Coat. | 184.45 | 10% | 167.25
Vertiv | Rack PDU | 38446 | rPDU, Metered Surge, 20A, 120V, 1.9kW, Vertical, (20) NEMA 5-20R, 10ft power cord with L5-20P, Black Powder Coat. | 440.3 | 10% | 399.242
Vertiv | Rack PDU | 38550 | rPDU, Metered Surge, 20A, 120V, 1.9kW, Vertical, (20) NEMA 5-20R, 10ft power cord with L5-20P, Black Powder Coat. | 440.3 | 10% | 399.242
Vertiv | Rack PDU | 38553 | rPDU, Basic Surge, 20A, 120V, 1.9kW, Horizontal/Vertical, (8) NEMA 5-20R, 10ft power cord with 5-20P, Black Powder Coat. | 192.95 | 10% | 174.9574
Vertiv | Rack PDU | 38555 | rPDU, Basic Standard, 15A, 120V, 1.4kW, Vertical, (14) NEMA 5-15R, 10ft power cord with 5-15P, Black Powder Coat. | 199.75 | 10% | 181.1233
Vertiv | Rack PDU | 38563 | rPDU, Metered Standard, 30A, 208V, 4.9kW, Horizontal/Vertical, (8) IEC C13, 10ft power cord with L6-30P, Black Powder Coat. | 527.85 | 10% | 478.628
Vertiv | Rack PDU | 38584 | rPDU, Metered Standard, 20A, 120V, 1.9kW, Vertical, (20) NEMA 5-20R, 10ft power cord with 5-20P, Black Powder Coat. | 411.4 | 10% | 373.0369
Vertiv | Rack PDU | 38588 | rPDU, Basic Standard, 20A, 120V, 1.9kW, Vertical, (20) NEMA 5-20R, 10ft power cord with L5-20P, Black Powder Coat. | 305.15 | 10% | 276.6948
Vertiv | Rack PDU | 38589 | rPDU, Basic Standard, 20A, 208V, 3.3kW, Horizontal/Vertical, (10) IEC C13, 10ft power cord with L6-20P, Black Powder Coat. | 242.25 | 10% | 219.6602
Vertiv | Rack PDU | 38605 | rPDU, Basic Surge, 15A, 120V, 1.4kW, Horizontal/Vertical, (8) NEMA 5-15R, 10ft power cord with 5-15P, Black Powder Coat. | 184.45 | 10% | 167.25
Vertiv | Rack PDU | 38606 | rPDU, Basic Standard, 15A, 120V, 1.4kW, Vertical, (20) NEMA 5-15R, 10ft power cord with 5-15P, Black Powder Coat. | 244.8 | 10% | 221.9724
Vertiv | Rack PDU | 38607 | rPDU, Metered Surge, 20A, 120V, 1.9kW, Vertical, (20) NEMA 5-20R, 10ft power cord with L5-20P, Black Powder Coat. | 440.3 | 10% | 399.242
Vertiv | Rack PDU | 38608 | rPDU, Metered Surge, 20A, 120V, 1.9kW, Vertical, (20) NEMA 5-20R, 10ft power cord with 5-20P, Black Powder Coat. | 425.85 | 10% | 386.1395
Vertiv | Rack PDU | 38609 | rPDU, Basic Surge, 20A, 120V, 1.9kW, Vertical, (8) NEMA 5-20R, 10ft power cord with 5-20P, Black Powder Coat. | 195.5 | 10% | 177.2696
Vertiv | Rack PDU | 38627 | rPDU, Basic Standard, 15A, 120V, 1.4kW, Vertical, (10) NEMA 5-15R, 10ft power cord with 5-15P, Black Powder Coat. | 189.55 | 10% | 171.8745
Vertiv | Rack PDU | 38631 | rPDU, Metered Standard, 20A, 208V, 3.3kW, Vertical, (24) IEC C13, 10ft power cord with L6-20P, Black Powder Coat. | 505.75 | 10% | 458.5888
Vertiv | Rack PDU | 38632 | rPDU, Basic Surge, 15A, 120V, 1.4kW, Vertical, (20) NEMA 5-15R, 10ft power cord with 5-15P, Black Powder | 281.35 | 10% | 255.1141
Vertiv | Rack PDU | 38641 | rPDU, Metered Standard, 15A, 120V, 1.4kW, Horizontal, (10) NEMA 5-15R, 10ft power cord with 5-15P, Black Powder Coat. | 228.65 | 10% | 207.3284
Vertiv | Rack PDU | 38642 | rPDU, Basic Standard, 20A, 208V, 3.3kW, Horizontal/Vertical, (8) IEC C13, 10ft power cord with L6-20P, Black Powder Coat. | 230.35 | 10% | 208.8699
Vertiv | Rack PDU | 38653 | rPDU, Basic Standard, 15A, 120V, 1.4kW, Horizontal/Vertical, (8) NEMA 5-15R, 10ft power cord with 5-15P, Black Powder Coat. | 158.95 | 10% | 144.1279
Vertiv | Rack PDU | 38664 | rPDU, Basic Standard, 20A, 208V, 3.3kW, Horizontal, (16) IEC C13, 10ft power cord with L6-20P, Black Powder Coat. | 289 | 10% | 262.0508
Vertiv | Rack PDU | 38668 | rPDU, Metered Standard, 20A, 120V, 1.9kW, Vertical, (20) NEMA 5-20R, 10ft power cord with 5-20P, Black Powder Coat. | 411.4 | 10% | 373.0369
Vertiv | Rack PDU | 38670 | rPDU, Basic Standard, 15A, 120V, 1.4kW, Vertical, (14) NEMA 5-15R, 10ft power cord with 5-15P, Black Powder Coat. | 220.15 | 10% | 199.621
Vertiv | Rack PDU | 38672 | rPDU, Basic Surge, 15A, 120V, 1.4kW, Vertical, (14) NEMA 5-15R, 10ft power cord with 5-15P, Black Powder | 221 | 10% | 200.3918
Vertiv | Rack PDU | 38687 | rPDU, Metered Standard, 20A, 208V, 3.3kW, Horizontal/Vertical, (8) IEC C13, 10ft power cord with L6-20P, Black Powder Coat. | 427.55 | 10% | 387.681
Vertiv | Rack PDU | 38695 | rPDU, Basic Standard, 20A, 120V, 1.9kW, Horizontal/Vertical, (8) NEMA 5-20R, 10ft power cord with 5-20P, Black Powder Coat. | 194.65 | 10% | 176.4989
Vertiv | Rack PDU | 38703 | rPDU, Basic Surge, 20A, 120V, 1.9kW, Vertical, (20) NEMA 5-20R, 10ft power cord with L5-20P, Black Powder Coat. | 318.75 | 10% | 289.0266
Vertiv | Rack PDU | 39103 | rPDU, Basic Standard, 30A, 208V, 4.9kW, Horizontal/Vertical, (8) IEC C13, 10ft power cord with L6-30P, Black Powder Coat. | 311.95 | 10% | 282.8607
Vertiv | Rack PDU | 39112 | rPDU, Basic Standard, 20A, 120V, 1.9kW, Horizontal/Vertical, (8) NEMA 5-20R, 10ft power cord with 5-20P, Black Powder Coat. | 194.65 | 10% | 176.4989
Vertiv | Rack PDU | 39118 | rPDU, Basic Surge, 20A, 120V, 1.9kW, Horizontal, (10) NEMA 5-20R, 10ft power cord with L5-20P, Black Powder Coat. | 297.5 | 10% | 269.7581
Vertiv | Rack PDU | 39125 | rPDU, Basic Surge, 20A, 120V, 1.9kW, Vertical, (14) NEMA 5-20R, 10ft power cord with L5-20P, Black Powder Coat. | 254.15 | 10% | 230.4505
Vertiv | Rack PDU | 39133 | rPDU, Basic Standard, 20A, 120V, 1.9kW, Vertical, (8) NEMA 5-20R, 10ft power cord with 5-20P, Black Powder Coat. | 192.1 | 10% | 174.1867
Vertiv | Rack PDU | 50012 | rPDU, Basic Standard, 20A, 120V OR 208V, 1.9 or 3.3kW, Horizontal, (16) IEC C13, C20, Black Powder Coat. | 322.15 | 10% | 292.1095
Vertiv | 1 Phase UPS | 4114277 | GXT5 36V UPS-EBC Cable Connector (1') | 119 | 10% | 107.9033
Vertiv | 1 Phase UPS | 4114278 | GXT5 48V UPS-EBC Cable Connector (1') | 119 | 10% | 107.9033
Vertiv | 1 Phase UPS | 4114279 | GXT5 72V UPS-EBC Cable Connector (1') | 119 | 10% | 107.9033
Vertiv | 1 Phase UPS | 4114280 | GXT5 36V UPS-EBC Cable Connector (6') | 180.2 | 10% | 163.3964
Vertiv | 1 Phase UPS | 4114281 | GXT5 48V UPS-EBC Cable Connector (6') | 180.2 | 10% | 163.3964
Vertiv | 1 Phase UPS | 4114282 | GXT5 72V UPS-EBC Cable Connector (6') | 180.2 | 10% | 163.3964
Vertiv | 1 Phase UPS | 4114283 | GXT5 144V UPS-EBC Cable Connector (1') | 123.25 | 10% | 111.7569
Vertiv | 1 Phase UPS | 4114284 | GXT5 144V UPS-EBC Cable Connector (6') | 180.2 | 10% | 163.3964
Vertiv | Racks | 11171448 | 1 U 19" Mount Cable Routing Panel, with D rings | 44.2 | 10% | 40.0784
Vertiv | 1 Phase UPS | 25060591 | GXT5 192V UPS-EBC Cable Connector (6') | 236.3 | 10% | 214.265
Vertiv | 1 Phase UPS | 25060593 | GXT5 192V UPS-EBC Cable Connector (1') | 180.2 | 10% | 163.3964
Vertiv | 1 Phase UPS | 25060659 | GXT5 288V UPS-EBC Cable Connector (1') | 211.65 | 10% | 191.9136
Vertiv | 1 Phase UPS | 25060660 | GXT5 288V UPS-EBC Cable Connector (6') | 293.25 | 10% | 265.9044
Vertiv | Racks | 2185000 | 19” 1U Fixed Tool Less Shelf Depth Adjustable | 348.5 | 10% | 316.0024
Vertiv | Racks | 2185050 | Tool Less Cable management Lobster Claw (pack of 10) | 100.3 | 10% | 90.947
Vertiv | Racks | 2185060 | Tool Less Cable management Velcro (pack of 10) | 67.15 | 10% | 60.8883
Vertiv | Racks | 2185070 | Tool Less Cable management Lobster Claw (pack of 100) | 757.83 | 10% | 687.1624
Vertiv | Racks | 2185080 | Tool Less Cable management Velcro (pack of 100) | 733.38 | 10% | 664.9923
Vertiv | Racks | 10200078 | Kit of (2) 18U Vertical Fingers includes hardware and mounting instructions | 132.6 | 10% | 120.2351
Vertiv | Racks | 10200087 | 1U Plastic Tool less Blanking Panel, box of 10 | 190.4 | 10% | 172.6452
Vertiv | Racks | 10200088 | 2U Plastic Tool less Blanking Panel, box of 5 | 138.55 | 10% | 125.6302
Vertiv | Racks | 50400558 | 19" Cable trough | 38.25 | 10% | 34.6832
Vertiv | Rack PDU | 11008VH | rPDU, Basic Standard, 20A, 208V, 3.3kW, Horizontal, (12) NEMA 6-20R, 10ft power cord with L6-20P, Black Powder Coat. | 350.2 | 10% | 317.5439
Vertiv | Rack PDU | 11010VH | rPDU, Basic Standard, 30A, 208V, 4.9kW, Horizontal, (12) NEMA 6-20R, 10ft power cord with L6-30P, Black Powder Coat. | 625.6 | 10% | 567.2628
Vertiv | Rack PDU | 11011VH | rPDU, Basic Standard, 30A, 120V, 2.8kW, Horizontal, (12) NEMA 5-20R, 10ft power cord with L5-30P, Black Powder Coat. | 398.65 | 10% | 361.4759
Vertiv | Rack PDU | 11012VH | rPDU, Basic Standard, 30A, 120/208V WYE, 8.6kW, Vertical, (24) NEMA 6-20R, 10ft power cord with L21-30P, Black Powder Coat. | 1290.3 | 10% | 1169.9795
Vertiv | Rack PDU | 11013VH | rPDU, Basic Standard, 30A, 120/208V WYE, 8.6kW, Vertical, (24) IEC C13, (6) IEC C19, 10ft power cord with L21- 30P, Black Powder Coat. | 1015.75 | 10% | 921.0313
Vertiv | Rack PDU | 11015VH | rPDU, Basic Standard, 30A, 120V, 2.8kW, Horizontal, (20) NEMA 5-20R, 10ft power cord with L5-30P, Black Powder Coat. | 532.1 | 10% | 482.4817
Vertiv | Rack PDU | 11016VH | rPDU, Basic Standard, 30A, 208V, 4.9kW, Horizontal, (20) NEMA 6-20R, 10ft power cord with L6-30P, Black Powder Coat. | 832.15 | 10% | 754.552
Vertiv | Rack PDU | 11022VH | rPDU, Metered Standard, 30A, 208V, 4.9kW, Vertical, (24) NEMA 6-20R, (0), 10ft power cord with L6-30P, Black Powder Coat. | 966.45 | 10% | 876.3285
Vertiv | Rack PDU | 11023VH | rPDU, Basic Standard, 30A, 120/208V WYE, 8.6kW, Vertical, (24) NEMA 5-20R, 10ft power cord with L21-30P, Black Powder Coat. | 1026.8 | 10% | 931.0509
Vertiv | Rack PDU | 11027VH | rPDU, Basic Standard, 30A, 208V, 4.9kW, Horizontal/Vertical, (4) IEC C13, (4) IEC C19, 10ft power cord with L6- 30P, Black Powder Coat. | 305.15 | 10% | 276.6948
Vertiv | Rack PDU | 11045VH | rPDU, Basic Surge, 15A, 120V, 1.4kW, Horizontal/Vertical, (8) NEMA 5-15R, 10ft power cord with 5-15P, Black Powder Coat. | 184.45 | 10% | 167.25
Vertiv | Rack PDU | 11112VH | rPDU, Basic Standard, 30A, 208V, 4.9kW, Horizontal, (6) NEMA L6-20R, 10ft power cord with L6-30P, Black Powder Coat. | 819.4 | 10% | 742.9909
Vertiv | Rack PDU | 11151VH | rPDU, Basic Standard, 20A, 120/208V WYE, 5.7kW, Vertical, (24) IEC C13, (6) IEC C19, 10ft power cord with L21- 20P, Black Powder Coat. | 619.65 | 10% | 561.8676
Vertiv | Rack PDU | 11164VH | rPDU, Basic Standard, 30A, 208V, 4.9kW, Vertical, (24) NEMA 6-20R, 10ft power cord with L6-30P, Black Powder Coat. | 884 | 10% | 801.567
Vertiv | Rack PDU | 11216VH | rPDU, Basic Standard, 30A, 208V, 4.9kW, Vertical, (12) NEMA L6-20R, 10ft power cord with L6-30P, Black Powder Coat. | 1224.85 | 10% | 1110.6327
Vertiv | Rack PDU | 11217VH | rPDU, Basic Standard, 30A, 120/208V WYE, 8.6kW, Vertical, (12) NEMA L5-20R, 10ft power cord with L21-30P, Black Powder Coat. | 1347.25 | 10% | 1221.6189
Vertiv | Rack PDU | 11254VH | rPDU, Basic Standard, 20A, 120V, 1.9kW, Vertical, (8) NEMA 5-20R, 10ft power cord with L5-20P, Black Powder Coat. | 204 | 10% | 184.977
Vertiv | Rack PDU | 11266VH | rPDU, Basic Surge, 20A, 120V, 1.9kW, Horizontal, (6) NEMA 5-20R, 10ft power cord with L5-20P, Black Powder Coat. | 235.45 | 10% | 213.4943
Vertiv | Rack PDU | 11269VH | rPDU, Basic Standard, 20A, 120V, 1.9kW, Horizontal, (10) NEMA 5-20R, 10ft power cord with L5-20P, Black Powder Coat. | 207.4 | 10% | 188.0599
Vertiv | Rack PDU | 11275VH | rPDU, Basic Surge, 20A, 120V, 1.9kW, Vertical, (10) NEMA 5-20R, 10ft power cord with L5-20P, Black Powder Coat. | 236.3 | 10% | 214.265
Vertiv | Rack PDU | 11296VH | rPDU, Basic Standard, 15A, 120V, 1.4kW, Vertical, (14) NEMA 5-15R, 10ft power cord with 5-15P, Black Powder Coat. | 199.75 | 10% | 181.1233
Vertiv | Rack PDU | 11383VH | rPDU, Metered Standard, 30A, 208V, 4.9kW, Horizontal/Vertical, (4) IEC C13, (4) IEC C19, 10ft power cord with L6- 30P, Black Powder Coat. | 476 | 10% | 431.613
Vertiv | Rack PDU | 11400VH | rPDU, Basic Surge, 15A, 120V, 1.4kW, Vertical, (10) NEMA 5-15R, 10ft power cord with 5-15P, Black Powder Coat. | 196.35 | 10% | 178.0404
Vertiv | Rack PDU | 11405VH | rPDU, Basic Standard, 15A, 120V, 1.4kW, Horizontal/Vertical, (8) NEMA 5-15R, 10ft power cord with 5-15P, Black Powder Coat. | 173.4 | 10% | 157.2304
Vertiv | Rack PDU | 11414VH | rPDU, Basic Surge, 20A, 120V, 1.9kW, Vertical, (8) NEMA 5-20R, 10ft power cord with L5-20P, Black Powder Coat. | 208.25 | 10% | 188.8307
Vertiv | Rack PDU | 11417VH | rPDU, Basic Surge, 15A, 120V, 1.4kW, Vertical, (14) NEMA 5-15R, 10ft power cord with 5-15P, Black Powder Coat. | 221 | 10% | 200.3918
Vertiv | Rack PDU | 11427VH | rPDU, Metered Standard, 20A, 208V, 3.3kW, Horizontal, (16) IEC C13, 10ft power cord with L6-20P, Black Powder Coat. | 474.3 | 10% | 430.0715
Vertiv | Rack PDU | 11429VH | rPDU, Basic Surge, 15A, 120V, 1.4kW, Vertical, (20) NEMA 5-15R, 10ft power cord with 5-15P, Black Powder Coat. | 281.35 | 10% | 255.1141
Vertiv | Rack PDU | 11486VH | rPDU, Basic Surge, 20A, 120V, 1.9kW, Vertical, (8) NEMA 5-20R, 10ft power cord with L5-20P, Black Powder Coat. | 208.25 | 10% | 188.8307
Vertiv | Rack PDU | 11492VH | rPDU, Metered Surge, 15A, 120V, 1.4kW, Vertical, (20) NEMA 5-15R, 10ft power cord with 5-15P, Black Powder Coat. | 418.2 | 10% | 379.2029
Vertiv | Rack PDU | 11571VH | rPDU, Basic Standard, 30A, 120/208V WYE, 8.6kW, Vertical, (12) NEMA L6-20R, 10ft power cord with L21-30P, Black Powder Coat. | 1409.3 | 10% | 1277.8828
Vertiv | Rack PDU | 11582VH | rPDU, Basic Surge, 15A, 120V, 1.4kW, Vertical, (20) NEMA 5-15R, 10ft power cord with 5-15P, Black Powder Coat. | 281.35 | 10% | 255.1141
Vertiv | Rack PDU | 11594VH | rPDU, Metered Surge, 20A, 120V, 1.9kW, Vertical, (20) NEMA 5-20R, 10ft power cord with L5-20P, Black Powder Coat. | 440.3 | 10% | 399.242
Vertiv | Rack PDU | 11627VH | rPDU, Metered Standard, 20A, 120V, 1.9kW, Vertical, (20) NEMA 5-20R, 10ft power cord with L5-20P, Black Powder Coat. | 423.3 | 10% | 383.8273
Vertiv | Rack PDU | 11629VH | rPDU, Metered Standard, 15A, 120V, 1.4kW, Horizontal, (10) NEMA 5-15R, 10ft power cord with 5-15P, Black Powder Coat. | 240.55 | 10% | 218.1187
Vertiv | Rack PDU | 11630VH | rPDU, Metered Surge, 20A, 120V, 1.9kW, Horizontal, (10) NEMA 5-20R, 10ft power cord with L5-20P, Black Powder Coat. | 421.6 | 10% | 382.2858
Vertiv | Rack PDU | 11633VH | rPDU, Basic Standard, 20A, 120V, 1.9kW, Vertical, (14) NEMA 5-20R, 10ft power cord with 5-20P, Black Powder Coat. | 242.25 | 10% | 219.6602
Vertiv | Rack PDU | 11656VH | rPDU, Metered Standard, 20A, 120V, 1.9kW, Horizontal, (10) NEMA 5-20R, 10ft power cord with L5-20P, Black | 392.7 | 10% | 356.0807
Vertiv | Rack PDU | 11708VH | rPDU, Metered Standard, 20A, 120V, 1.9kW, Vertical, (20) NEMA 5-20R, 10ft power cord with 5-20P, Black Powder | 411.4 | 10% | 373.0369
Vertiv | Rack PDU | 11712VH | rPDU, Basic Standard, 20A, 120V, 1.9kW, Vertical, (24) NEMA 5-20R, 10ft power cord with 5-20P, Black Powder | 497.25 | 10% | 450.8814
Vertiv | Rack PDU | 11714VH | rPDU, Metered Surge, 15A, 120V, 1.4kW, Horizontal, (10) NEMA 5-15R, 10ft power cord with 5-15P, Black Powder | 274.55 | 10% | 248.9482
Vertiv | Rack PDU | 11733VH | rPDU, Basic Surge, 20A, 120V, 1.9kW, Vertical, (10) NEMA 5-20R, 10ft power cord with L5-20P, Black Powder | 236.3 | 10% | 214.265
Vertiv | Rack PDU | 11757VH | rPDU, Basic Standard, 15A, 120V, 1.4kW, Vertical, (14) NEMA 5-15R, 10ft power cord with 5-15P, Black Powder | 220.15 | 10% | 199.621
Vertiv | Rack PDU | 11776VH | rPDU, Basic Surge, 20A, 120V, 1.9kW, Horizontal/Vertical, (8) NEMA 5-20R, 10ft power cord with 5-20P, Black | 192.95 | 10% | 174.9574
Vertiv | Rack PDU | 11803VH | rPDU, Basic Standard, 30A, 208V, 4.9kW, Horizontal, (6) NEMA L6-30R, 10ft power cord with L6-30P, Black | 708.05 | 10% | 642.0243
Vertiv | Rack PDU | 11825VH | rPDU, Metered Standard, 30A, 208V, 4.9kW, Vertical, (12) NEMA L6-20R, 10ft power cord with L6-30P, Black | 1280.95 | 10% | 1161.5014
Vertiv | Rack PDU | 11851VH | rPDU, Metered Standard, 20A, 120V, 1.9kW, Vertical, (20) NEMA 5-20R, 10ft power cord with L5-20P, Black | 423.3 | 10% | 383.8273
Vertiv | Rack PDU | 11856VH | rPDU, Basic Standard, 20A, 208V, 3.3kW, Vertical, (24) IEC C13, (6) IEC C19, 10ft power cord with L6-20P, Black | 464.95 | 10% | 421.5934
Vertiv | Rack PDU | 11864VH | rPDU, Metered Standard, 15A, 120V, 1.4kW, Horizontal, (10) NEMA 5-15R, 10ft power cord with 5-15P, Black | 240.55 | 10% | 218.1187
Vertiv | Rack PDU | 11865VH | rPDU, Basic Standard, 20A, 120V, 1.9kW, Vertical, (10) NEMA 5-20R, 10ft power cord with L5-20P, Black Powder | 223.55 | 10% | 202.704
Vertiv | Rack PDU | 11869VH | rPDU, Metered Standard, 30A, 208V, 4.9kW, Vertical, (24) IEC C13, 10ft power cord with L6-30P, Black Powder | 751.4 | 10% | 681.332
Vertiv | Vertiv Services | 12MTHWARPARTSLABACPEXSVEB | 1 Year Parts and Labor Extended Warranty AC Power - EXSVEBC | 4414.05 | 4.5% | 4224.7976
Vertiv | Vertiv Services | 12MTHWARPARTSLABACPEXVS20 | 1 Year Parts and Labor Extended Warranty AC Power - EXSV15 - 20kva | 1263.1 | 4.5% | 1208.9446
Vertiv | Vertiv Services | 12MTHWARPARTSLABACPEXVS40 | 1 Year Parts and Labor Extended Warranty AC Power - EXSV30-40kva | 1292.85 | 4.5% | 1237.4191
Vertiv | Vertiv Services | 12MTHWARPARTSLABACPITA2 | 12 Month Parts and Labor Warranty AC Power - ITA2 | 1568.25 | 4.5% | 1501.0113
Vertiv | Vertiv Services | 12MTHWARPARTSLABACPITA2EBC | 12 Month Parts and Labor Warranty AC Power - ITA2EBC | 646 | 4.5% | 618.3027
Vertiv | Vertiv Services | 12MTHWARPARTSLABACPITA2MB | 12 Month Parts and Labor Warranty AC Power - ITA2MBC | 821.1 | 4.5% | 785.8953
Vertiv | Vertiv Services | 12MTHWARPREFACP1PMEXSV20 | 1 Year Extended Warranty PREMIER 1PM AC Power - EXSV 15-20kva | 1649.85 | 4.5% | 1579.1127
Vertiv | Vertiv Services | 12MTHWARPREFACP1PMEXSV40 | 1 Year Extended Warranty PREMIER 1PM AC Power - EXSV 30-40kva | 1810.5 | 4.5% | 1732.8748
Vertiv | Vertiv Services | 12MTHWARPREFACP1PMEXSVEB | 1 Year Extended Warranty PREMIER 1PM AC Power - EXSVEBC | 6557.75 | 4.5% | 6276.5865
Vertiv | Vertiv Services | 12MTHWARPREFACP1PMITA2 | 12 Month Warranty Premier 1PM AC Power - ITA2 | 2197.25 | 4.5% | 2103.0429
Vertiv | Vertiv Services | 12MTHWARPREFACP1PMITA2EBC | 12 Month Warranty Premier 1PM AC Power - ITA2EBC | 905.25 | 4.5% | 866.4374
Vertiv | Vertiv Services | 12MTHWARPREFACP1PMITA2MBC | 12 Month Warranty Premier 1PM AC Power - ITA2MBC | 1149.2 | 4.5% | 1099.928
Vertiv | Vertiv Services | 12MTHWARPREMACP1PMEXSV20 | 1 Year Extended Warranty PREMIER+ 1PM AC Power - EXSV 15-20kva | 1814.75 | 4.5% | 1736.9426
Vertiv | Vertiv Services | 12MTHWARPREMACP1PMEXSV40 | 1 Year Extended Warranty PREMIER+ 1PM AC Power - EXSV 30-40kva | 1990.7 | 4.5% | 1905.3487
Vertiv | Vertiv Services | 12MTHWARPREMACP1PMEXSVEB | 1 Year Extended Warranty PREMIER+ 1PM AC Power - EXSVEBC | 7213.1 | 4.5% | 6903.8383
Vertiv | Vertiv Services | 12MTHWARPREMACP1PMITA2 | 12 Month Warranty Premier+ 1PM AC Power - ITA2 | 2416.55 | 4.5% | 2312.9404
Vertiv | Vertiv Services | 12MTHWARPREMACP1PMITA2EBC | 12 Month Warranty Premier+ 1PM AC Power - ITA2EBC | 995.35 | 4.5% | 952.6744
Vertiv | Vertiv Services | 12MTHWARPREMACP1PMITA2MBC | 12 Month Warranty Premier+ 1PM AC Power - ITA2MBC | 1263.95 | 4.5% | 1209.7581
Vertiv | Rack PDU | 13002VH | rPDU, Metered Surge, 20A, 120V, 1.9kW, Horizontal, (10) NEMA 5-20R, 10ft power cord with L5-20P, Black Powder Coat. | 433.5 | 10% | 393.0761
Vertiv | Rack PDU | 13059VH | rPDU, Basic Surge, 15A, 120V, 1.4kW, Horizontal/Vertical, (8) NEMA 5-15R, 10ft power cord with 5-15P, Black Powder Coat. | 184.45 | 10% | 167.25
Vertiv | Thermal | 1410-MOUNTKITS | 1410 Wall and power mount kit | 321.3 | 10% | 291.3388
Vertiv | Rack PDU | 15018VH | rPDU, Metered Standard, 20A, 208V, 3.3kW, Horizontal, (6) NEMA L6-20R, 10ft power cord with L6-20P, Black Powder Coat. | 698.7 | 10% | 633.5462
Vertiv | Rack PDU | 15093VH | rPDU, Metered Surge, 20A, 120V, 1.9kW, Horizontal, (10) NEMA 5-20R, 10ft power cord with 5-20P, Black Powder Coat. | 420.75 | 10% | 381.5151
Vertiv | Rack PDU | 15169VH | rPDU, Metered Surge, 15A, 120V, 1.4kW, Vertical, (20) NEMA 5-15R, 10ft power cord with 5-15P, Black Powder Coat. | 418.2 | 10% | 379.2029
Vertiv | Rack PDU | 15205VH | rPDU, Basic Standard, 20A, 120/208V WYE, 5.7kW, Vertical, (36) IEC C13, (6) IEC C19, (2) NEMA 5-20R, 10ft power cord with L21-20P, Black Powder Coat. | 686.8 | 10% | 622.7559
Vertiv | Edge Thermal | 153018G1L | Fixed Shelf – HD Mounting Frames 19” Rack/30” or 38” Depth Frame (vented, 250 lb.) | 265.2 | 10% | 240.4701
Vertiv | Rack PDU | 15409VH | rPDU, Metered Standard, 30A, 208V, 4.9kW, Horizontal, (20) NEMA 6-20R, 10ft power cord with L6-30P, Black Powder Coat. | 919.7 | 10% | 833.938
Vertiv | Rack PDU | 15544VH | rPDU, Metered Standard, 20A, 120V, 1.9kW, Vertical, (20) NEMA 5-20R, 10ft power cord with 5-20P, Black Powder Coat. | 411.4 | 10% | 373.0369
Vertiv | Rack PDU | 15551VH | rPDU, Basic Surge, 15A, 120V, 1.4kW, Horizontal, (10) NEMA 5-15R, 10ft power cord with 5-15P, Black Powder Coat. | 198.9 | 10% | 180.3526
Vertiv | Rack PDU | 15587VH | rPDU, Metered Standard, 15A, 120V, 1.4kW, Vertical, (20) NEMA 5-15R, 10ft power cord with 5-15P, Black Powder Coat. | 395.25 | 10% | 358.3929
Vertiv | Rack PDU | 15654VH | rPDU, Metered Standard, 30A, 208V, 4.9kW, Horizontal, (12) NEMA 6-20R, 10ft power cord with L6-30P, Black Powder Coat. | 751.4 | 10% | 681.332
Vertiv | Rack PDU | 15662VH | rPDU, Metered Standard, 30A, 208V, 4.9kW, Vertical, (20) NEMA 6-20R, 10ft power cord with L6-30P, Black Powder Coat. | 779.45 | 10% | 706.7663
Vertiv | Edge Thermal | 163555G1L | Dual ECM Barrier KIT | 434.35 | 10% | 393.8469
Vertiv | Racks | 163796G1L | Single Axial Fan, Low Noise | 206.55 | 10% | 187.2892
Vertiv | Edge Thermal | 177187G1L | HEAT REJECT DUCT FOUND TOP ECM | 2199.8 | 10% | 1994.6687
Vertiv | Vertiv Services | 18MTHWARPARTSLABACPEXSV20 | 18 Month Parts and Labor Extended Warranty AC Power - EXSV15 - 20kva | 1885.3 | 4.5% | 1804.4678
Vertiv | Vertiv Services | 18MTHWARPARTSLABACPEXSV40 | 18 Month Parts and Labor Extended Warranty AC Power - EXSV30-40kva | 2068.05 | 4.5% | 1979.3824
Vertiv | Vertiv Services | 18MTHWARPARTSLABACPEXSVEB | 18 Month Parts and Labor Extended Warranty AC Power - EXSVEBC | 5354.15 | 4.5% | 5124.5908
Vertiv | Vertiv Services | 18MTHWARPARTSLABACPITA2 | 18 Month Parts and Labor Warranty AC Power - ITA2 | 1793.5 | 4.5% | 1716.6037
Vertiv | Vertiv Services | 18MTHWARPARTSLABACPITA2EBC | 18 Month Parts and Labor Warranty AC Power - ITA2EBC | 739.5 | 4.5% | 707.7939
Vertiv | Vertiv Services | 18MTHWARPARTSLABACPITA2MB | 18 Month Parts and Labor Warranty AC Power - ITA2MBC | 865.3 | 4.5% | 828.2003
Vertiv | Vertiv Services | 18MTHWARPREFACP1PMEXSV20 | 18 Month Extended Warranty Premier 1PM AC Power - EXSV 15-20kva | 1885.3 | 4.5% | 1804.4678
Vertiv | Vertiv Services | 18MTHWARPREFACP1PMEXSV40 | 18 Month Extended Warranty PREMIER 1PM AC Power - EXSV 30-40kva | 2896.8 | 4.5% | 2772.5997
Vertiv | Vertiv Services | 18MTHWARPREFACP1PMEXSVEB | 18 Month Extended Warranty Premier 1PM AC Power - EXSVEBC | 7494.45 | 4.5% | 7173.1255
Vertiv | Vertiv Services | 18MTHWARPREFACP1PMITA2 | 18 Month Warranty Premier 1PM AC Power - ITA2 | 2510.9 | 4.5% | 2403.2452
Vertiv | Vertiv Services | 18MTHWARPREFACP1PMITA2EBC | 18 Month Warranty Premier 1PM AC Power - ITA2EBC | 1034.45 | 4.5% | 990.098
Vertiv | Vertiv Services | 18MTHWARPREFACP1PMITA2MBC | 18 Month Warranty Premier 1PM AC Power - ITA2MBC | 1313.25 | 4.5% | 1256.9444
Vertiv | Vertiv Services | 18MTHWARPREFACP2PMEXSV20 | 18 Month Extended Warranty Premier 2PM AC Power - EXSV 15-20kva | 3616.75 | 4.5% | 3461.6818
Vertiv | Vertiv Services | 18MTHWARPREFACP2PMEXSV40 | 18 Month Extended Warranty PREMIER 2PM AC Power - EXSV 30-40kva | 3801.2 | 4.5% | 3638.2235
Vertiv | Vertiv Services | 18MTHWARPREFACP2PMEXSVEB | 18 Month Extended Warranty Premier 2PM AC Power - EXSVEBC | 9226.75 | 4.5% | 8831.1531
Vertiv | Vertiv Services | 18MTHWARPREFACP2PMITA2 | 18 Month Warranty Premier 2PM AC Power - ITA2 | 4388.55 | 4.5% | 4200.3909
Vertiv | Vertiv Services | 18MTHWARPREFACP2PMITA2EBC | 18 Month Warranty Premier 2PM AC Power - ITA2EBC | 2911.25 | 4.5% | 2786.4302
Vertiv | Vertiv Services | 18MTHWARPREFACP2PMITA2MBC | 18 Month Warranty Premier 2PM AC Power - ITA2MBC | 3190.9 | 4.5% | 3054.0902
Vertiv | Vertiv Services | 18MTHWARPREMACP1PMEXSV20 | 18 Month Extended Warranty PREMIER+ 1PM AC Power - EXSV 15-20kva | 2074 | 4.5% | 1985.0773
Vertiv | Vertiv Services | 18MTHWARPREMACP1PMEXSV40 | 18 Month Extended Warranty PREMIER+ 1PM AC Power - EXSV 30-40kva | 2275.45 | 4.5% | 2177.8901
Vertiv | Vertiv Services | 18MTHWARPREMACP1PMEXSVEB | 18 Month Extended Warranty PREMIER+ 1PM AC Power - EXSVEBC | 8244.15 | 4.5% | 7890.6821
Vertiv | Vertiv Services | 18MTHWARPREMACP1PMITA2 | 18 Month Warranty Premier+ 1PM AC Power - ITA2 | 2761.65 | 4.5% | 2643.2443
Vertiv | Vertiv Services | 18MTHWARPREMACP1PMITA2EBC | 18 Month Warranty Premier+ 1PM AC Power - ITA2EBC | 1137.3 | 4.5% | 1088.5383
Vertiv | Vertiv Services | 18MTHWARPREMACP1PMITA2MBC | 18 Month Warranty Premier+ 1PM AC Power - ITA2MBC | 1445 | 4.5% | 1383.0456
Vertiv | Vertiv Services | 18MTHWARPREMACP2PMEXSV20 | 18 Month Extended Warranty PREMIER+ 2PM AC Power - EXSV 15-20kva | 3805.45 | 4.5% | 3642.2913
Vertiv | Vertiv Services | 18MTHWARPREMACP2PMEXSV40 | 18 Month Extended Warranty PREMIER+ 2PM AC Power - EXSV 30-40kva | 4007.75 | 4.5% | 3835.9177
Vertiv | Vertiv Services | 18MTHWARPREMACP2PMEXSVEB | 18 Month Extended Warranty PREMIER+ 2PM AC Power - EXSVEBC | 9975.6 | 4.5% | 9547.8962
Vertiv | Vertiv Services | 18MTHWARPREMACP2PMITA2 | 18 Month Warranty Premier+ 2PM AC Power - ITA2 | 4638.45 | 4.5% | 4439.5765
Vertiv | Vertiv Services | 18MTHWARPREMACP2PMITA2EBC | 18 Month Warranty Premier+ 2PM AC Power - ITA2EBC | 3014.95 | 4.5% | 2885.684
Vertiv | Vertiv Services | 18MTHWARPREMACP2PMITA2MBC | 18 Month Warranty Premier+ 2PM AC Power - ITA2MBC | 3321.8 | 4.5% | 3179.3778
Vertiv | IT Systems | 1STCABRACKASSEM | 1st Cabinet assembly labor | 950.3 | 10% | 861.6845
Vertiv | Vertiv Services | 1WARACPLAB-D | Labor Only Warranty AC Power | 127.5 | 4.5% | 122.0334
Vertiv | Vertiv Services | 1WARTOTACPEXSV8x5 | Total Warranty AC Power - EXS V-Model | 4009.45 | 4.5% | 3837.5448
Vertiv | Vertiv Services | 1WARTOTACPITA28x5 | Total Warranty AC Power - ITA2 8x5 | 4023.9 | 4.5% | 3851.3753
Vertiv | Vertiv Services | 1WARTOTACPITA2MBC208V8x5 | Total Warranty AC Power - ITA2MBC 8x5 | 2200.65 | 4.5% | 2106.2971
Vertiv | Vertiv Services | 1WARTOTACPITAEBC28x5 | Total Warranty AC Power - ITA2EBC 8x5 | 2200.65 | 4.5% | 2106.2971
Vertiv | Vertiv Services | 1WE-EXS10-PARTLAB | 1 Year Parts and Labor Extended Warranty AC Power - EXS10kva | 1071 | 4.5% | 1025.0809
Vertiv | Vertiv Services | 1WE-EXS10-PREF | 1 Year Extended Warranty Preferred 1PM AC Power - EXS 10kva | 1498.55 | 4.5% | 1434.2997
Vertiv | Vertiv Services | 1WE-EXS10-PREM | 1 Year Extended Warranty Premier 1PM AC Power - EXS 10kva | 1648.15 | 4.5% | 1577.4856
Vertiv | Vertiv Services | 1WE-EXS15-PARTLAB | 1 Year Parts and Labor Extended Warranty AC Power - EXS15 - 20kva | 1178.1 | 4.5% | 1127.589
Vertiv | Vertiv Services | 1WE-EXS15-PREF | 1 Year Extended Warranty Preferred 1PM AC Power - EXS 15-20kva | 1649.85 | 4.5% | 1579.1127
Vertiv | Vertiv Services | 1WE-EXS15-PREM | 1 Year Extended Warranty Premier 1PM AC Power - EXS 15-20kva | 1814.75 | 4.5% | 1736.9426
Vertiv | Vertiv Services | 1WE-EXS40-PARTLAB | 1 Year Parts and Labor Extended Warranty AC Power - EXS30-40kva | 1296.25 | 4.5% | 1240.6733
Vertiv | Vertiv Services | 1WE-EXS40-PREF | 1 Year Extended Warranty Preferred 1PM AC Power - EXS 30-40kva | 1814.75 | 4.5% | 1736.9426
Vertiv | Vertiv Services | 1WE-EXS40-PREM | 1 Year Extended Warranty Premier 1PM AC Power - EXS 30-40kva | 1995.8 | 4.5% | 1910.2301
Vertiv | 1 Phase UPS | 1WEGXT4-10KPOD | 1 year extended warranty for POD, PD2-101 to PD2-202 | 115.6 | 10% | 104.8203
Vertiv | Vertiv Services | 1WEGXT4-144VBAT | 1 Year Ext Warranty For GXT4-144VBATT | 273.7 | 4.5% | 261.9651
Vertiv | Vertiv Services | 1WEGXT4-240VBAT | 1 Year Ext Warranty For GXT4-240VBATT | 425.85 | 4.5% | 407.5917
Vertiv | Vertiv Services | 1WEGXT4-288VBAT | 1 Year Ext Warranty For GXT4-288VBATT | 612 | 4.5% | 585.7605
Vertiv | Vertiv Services | 1WEGXT4-48VBATT | 1 Year Ext Warranty For GXT4-48VBATT | 69.7 | 4.5% | 66.7116
Vertiv | Vertiv Services | 1WEGXT4-72VBATT | 1 Year Ext Warranty For GXT4-72VBATT | 89.25 | 4.5% | 85.4234
Vertiv | Vertiv Services | 1WEITA2-08K208 | 1 Yr Ext Warranty ITA2 8kVA | 633.25 | 4.5% | 606.0994
Vertiv | Vertiv Services | 1WEITA2-10K208 | 1 Yr Ext Warranty ITA2 10kVA | 711.45 | 4.5% | 680.9466
Vertiv | Vertiv Services | 1WEITA2-3PHPOD | 1 Yr Ext Warranty 3-PH POD | 128.35 | 4.5% | 122.847
Vertiv | Vertiv Services | 1WEITA2-40K208 | 1 Year Warranty Extension ITA2 | 656.2 | 4.5% | 628.0654
Vertiv | Vertiv Services | 1WEITA2-EBC | 1 Yr Ext Warranty ITA2 EBC | 751.4 | 4.5% | 719.1837
Vertiv | Vertiv Services | 1WEITA2-MBC | 1 Yr Ext Warranty ITA2 MBC | 711.45 | 4.5% | 680.9466
Vertiv | Vertiv Services | 1WEMICROPOD | All MicroPOD Models for 1 year additional | 65.45 | 4.5% | 62.6438
Vertiv | Vertiv Services | 1WEPSA500MT3 | Liebert PSA 500VA/300W/120V 1 Year Ext Warranty | 17.85 | 4.5% | 17.0847
Vertiv | Vertiv Services | 1WEPSA5-1000120 | Liebert PSA5 1000VA/600W/120V 1 Year Extended Warranty | 132.6 | 4.5% | 126.9148
Vertiv | Vertiv Services | 1WEPSA5-1500120 | Liebert PSA5 1500VA/900W/120V 1 Year Extended Warranty | 153 | 4.5% | 146.4401
Vertiv | Vertiv Services | 1WEPSA5-500120 | Liebert PSA5 500VA/300W/120V 1 Year Extended Warranty | 85.85 | 4.5% | 82.1692
Vertiv | Vertiv Services | 1WEPSA5-700120 | Liebert PSA5 700VA/420W/120V 1 Year Extended Warranty | 102 | 4.5% | 97.6267
Vertiv | Vertiv Services | 1WEPSI5-1000 | 1yr extended warranty for 1000VA PSI5 | 111.35 | 4.5% | 106.5759
Vertiv | Vertiv Services | 1WEPSI5-1100 | 1yr extended warranty for PSI5-1100RT120 | 81.6 | 4.5% | 78.1014
Vertiv | Vertiv Services | 1WEPSI5-1500 | 1yr extended warranty for PSI5-1500RT120 | 87.55 | 4.5% | 83.7963
Vertiv | Vertiv Services | 1WEPSI5-2200 | 1yr extended warranty for PSI5-2200RT120 | 146.2 | 4.5% | 139.9317
Vertiv | Vertiv Services | 1WEPSI5-24VBATT | 1yr extended warranty for PSI5-24VBATT | 68.85 | 4.5% | 65.8981
Vertiv | Vertiv Services | 1WEPSI5-3000 | 1yr extended warranty for PSI5-3000RT120 | 204 | 4.5% | 195.2535
Vertiv | Vertiv Services | 1WEPSI5-48VBATT | 1yr extended warranty for PSI5-48VBATT | 90.1 | 4.5% | 86.237
Vertiv | Vertiv Services | 1WEPSI5-5000 | 1yr extended warranty for PSI5-5000RT208 | 412.25 | 4.5% | 394.5748
Vertiv | Vertiv Services | 1WEPSI5-72VBATT | 1yr extended warranty for PSI5-72VBATT | 107.95 | 4.5% | 103.3216
Vertiv | Vertiv Services | 1WEPSI5-750 | 1yr extended warranty for 750VA PSI5 | 54.4 | 4.5% | 52.0676
Vertiv | Vertiv Services | 1WEPSI5-800 | 1yr extended warranty for PSI5-800RT120 | 74.8 | 4.5% | 71.5929
Vertiv | Vertiv Services | 1WEPSRT3-24VBXR | Ext. Battery Cab. PSRT3-24VBXR 1 Year Ext Warranty | 26.35 | 4.5% | 25.2202
Vertiv | Vertiv Services | 1WEPSRT3-48VBXR | Ext. Battery Cab. PSRT3-48VBXR 1 Year Ext Warranty | 26.35 | 4.5% | 25.2202
Vertiv | Vertiv Services | 1WEPST5-350120 | Liebert PST5 350VA/20W/120V 1 Year Extended Warranty | 45.9 | 4.5% | 43.932
Vertiv | Vertiv Services | 1WEPST5-500120 | Liebert PST5 500VA/300W/120V 1 Year Extended Warranty | 58.65 | 4.5% | 56.1354
Vertiv | Vertiv Services | 1WEPST5-660120 | Liebert PST5 660VA/400W/120V 1 Year Extended Warranty | 81.6 | 4.5% | 78.1014
Vertiv | Vertiv Services | 1WEPST5-850120 | Liebert PST5 850VA/500W/120V 1 Year Extended Warranty | 94.35 | 4.5% | 90.3047
Vertiv | Edge Thermal | 1WLTHERMLAB-B-EBS | Warranty Inspect with equip labor warranty coverage 2 yrs | 812.6 | 10% | 736.8251
Vertiv | Edge Thermal | 1WLTHERMLAB-C | Warranty Inspect with equip labor warranty coverage 2 yrs | 986.85 | 10% | 894.8262
Vertiv | Edge Thermal | 1WLTHERMLAB-H | CRV 10kW Labor Warranty Coverage | 2323.05 | 10% | 2106.4256
Vertiv | IT Systems | 1YGLD-ACS16PT | 1 YR GLD HW Maintenance ACS16PT | 437.75 | 4.5% | 418.9815
Vertiv | IT Systems | 1YGLD-ACS32PT | 1 YR GLD HW Maintenance ACS32PT | 540.6 | 4.5% | 517.4218
Vertiv | IT Systems | 1YGLD-ACS48PT | 1 YR GLD HW Maintenance ACS48PT | 764.15 | 4.5% | 731.3871
Vertiv | IT Systems | 1YGLD-ACS4PT | 1 YR GLD HW Maintenance ACS4PT | 274.55 | 4.5% | 262.7787
Vertiv | IT Systems | 1YGLD-ACS8PT | 1 YR GLD HW Maintenance ACS8PT | 357.85 | 4.5% | 342.5072
Vertiv | IT Systems | 1YGLD-AV2 | 1Y GLD HW Maintenance | 259.25 | 4.5% | 248.1347
Vertiv | IT Systems | 1YGLD-HMX1 | 1 YR GLD HW Maintenance HMX1 (5100) | 188.7 | 4.5% | 180.6095
Vertiv | IT Systems | 1YGLD-HMX2 | 1 YR GLD HW Maintenance HMX2 (5200,6200) | 252.45 | 4.5% | 241.6262
Vertiv | IT Systems | 1YGLD-HMX3 | 1 YR GLD HW Maintenance HMX3 (8000 & 6500) | 464.95 | 4.5% | 445.0153
Vertiv | IT Systems | 1YGLD-HMXMGR | 1 YR GLD HW Maintenance HMXMGR | 894.2 | 4.5% | 855.8612
Vertiv | IT Systems | 1YGLD-LCD | 1 YR GLD HW Maintenance LCD | 318.75 | 4.5% | 305.0836
Vertiv | IT Systems | 1YGLD-LV | 1 YR GLD HW Maintenance LV | 177.65 | 4.5% | 170.0333
Vertiv | IT Systems | 1YGLD-MPU108E | 1 YR GLD HW Maintenance MPU108E | 387.6 | 4.5% | 370.9817
Vertiv | IT Systems | 1YGLD-MPU2016 | 1 YR GLD HW Maintenance MPU2016 | 839.8 | 4.5% | 803.7936
Vertiv | IT Systems | 1YGLD-MPU2032 | 1 YR GLD HW Maintenance MPU2032 | 947.75 | 4.5% | 907.1152
Vertiv | IT Systems | 1YGLD-MPU4032 | 1 YR GLD HW Maintenance MPU4032 | 1271.6 | 4.5% | 1217.0801
Vertiv | IT Systems | 1YGLD-MPU8032 | 1 YR GLD HW Maintenance MPU8032 | 1577.6 | 4.5% | 1509.9604
Vertiv | IT Systems | 1YGLD-SV | 1 YR GLD HW Maintenance SV | 141.1 | 4.5% | 135.0503
Vertiv | IT Systems | 1YGLD-SVSC1200 | 1 YR GLD HW Maintenance SV Secure (SC620,SC840D,SC845D,SC840H,SC845H,SC840,SC845,SCKM140,SCKM145,SC920XD) | 171.7 | 4.5% | 164.3384
Vertiv | IT Systems | 1YGLD-SVSC2000 | 1 YR GLD HW Maintenance SV Secure SC340, SC380, SC640, SC740,SC940,SC945,SC940H,SC945H,SC940D,SC945D, SC945XD) | 261.8 | 4.5% | 250.5753
Vertiv | IT Systems | 1YGLD-SVSC3000 | 1 YR GLD HW Maintenance SV Secure (SC680, SC780,SC885,SC985) | 423.3 | 4.5% | 405.151
Vertiv | IT Systems | 1YRGLD-1000DEV | DSView 1 year Gold Subscription 1000 Device Count | 5958.5 | 10% | 5402.8699
Vertiv | IT Systems | 1YRGLD-100DEV | DSView 1 year Gold Subscription 100 Device Count | 1753.55 | 10% | 1590.0315
Vertiv | IT Systems | 1YRGLD-500DEV | DSView 1 year Gold Subscription 500 Device Count | 3622.7 | 10% | 3284.8832
Vertiv | IT Systems | 1YRSLV-1000DEV | DSView 1 year Silver Subscription 1000 Device Count | 5257.25 | 10% | 4767.0114
Vertiv | IT Systems | 1YRSLV-100DEV | DSView 1 year Silver Subscription 100 Device Count | 1520.65 | 10% | 1378.8494
Vertiv | IT Systems | 1YRSLV-500DEV | DSView 1 year Silver Subscription 500 Device Count | 3270.8 | 10% | 2965.7979
Vertiv | IT Systems | 1YSLV-ACS16PT | 1 YR SLV HW Maintenance ACS16PT | 255.85 | 4.5% | 244.8804
Vertiv | IT Systems | 1YSLV-ACS32PT | 1 YR SLV HW Maintenance ACS32PT | 316.2 | 4.5% | 302.6429
Vertiv | IT Systems | 1YSLV-ACS48PT | 1 YR SLV HW Maintenance ACS48PT | 448.8 | 4.5% | 429.5577
Vertiv | IT Systems | 1YSLV-ACS4PT | 1 YR SLV HW Maintenance ACS4PT | 160.65 | 4.5% | 153.7621
Vertiv | IT Systems | 1YSLV-ACS8PT | 1 YR SLV HW Maintenance ACS8PT | 209.95 | 4.5% | 200.9484
Vertiv | IT Systems | 1YSLV-AV2 | 1Y SLV HW Maintenance | 152.15 | 4.5% | 145.6266
Vertiv | IT Systems | 1YSLV-LCD | 1 YR SLV HW Maintenance LCD | 187 | 4.5% | 178.9824
Vertiv | IT Systems | 1YSLV-MPU108E | 1 YR SLV HW Maintenance MPU108E | 228.65 | 4.5% | 218.8466
Vertiv | IT Systems | 1YSLV-MPU2016 | 1 YR SLV HW Maintenance MPU2016 | 493 | 4.5% | 471.8626
Vertiv | IT Systems | 1YSLV-MPU2032 | 1 YR SLV HW Maintenance MPU2032 | 556.75 | 4.5% | 532.8793
Vertiv | IT Systems | 1YSLV-MPU4032 | 1 YR SLV HW Maintenance MPU4032 | 743.75 | 4.5% | 711.8617
Vertiv | IT Systems | 1YSLV-MPU8032 | 1 YR SLV HW Maintenance MPU8032 | 922.25 | 4.5% | 882.7085
Vertiv | IT Systems | 1YSLV-SV | 1 YR SLV HW Maintenance SV | 84.15 | 4.5% | 80.5421
Vertiv | IT Systems | 1YSLV-SVSC1200 | 1 YR SLV HW Maintenance SV Secure | 100.3 | 4.5% | 95.9996
Vertiv | IT Systems | 1YSLV-SVSC2000 | 1 YR SLV HW Maintenance SV Secure | 162.35 | 4.5% | 155.3892
Vertiv | IT Systems | 1YSLV-SVSC3000 | 1 YR SLV HW Maintenance SV Secure (SC680,SC780,SC885,SC985) | 260.1 | 4.5% | 248.9482
Vertiv | Edge Thermal | 201000G1 | Mounting Clipnuts and Screws 10-32 Thread (10 sets) | 50.15 | 10% | 45.4735
Vertiv | Edge Thermal | 201000G2 | Mounting Clipnuts and Screws M6 Thread (10 sets) | 45.9 | 10% | 41.6198
Vertiv | Racks | 201193G1L | Fixed Rail Kit for 19” wide racks, adjustable from 17.5” to 32.5” depth. (Identical to kit from Foundation Line) | 233.75 | 10% | 211.9528
Vertiv | Rack PDU | 23-RM | 23in Conversion Mounting rPDU Brackets (PAIR) | 15.3 | 10% | 13.8733
Vertiv | Vertiv Services | 24MTHWARPREFACP1PMEXS10 | 24 Month Extended Warranty Preferred 1PM AC Power - EXS 10kva | 2996.25 | 4.5% | 2867.7858
Vertiv | Vertiv Services | 24MTHWARPREFACP1PMEXSV20 | 2 Year Extended Warranty PREMIER 1PM AC Power - EXSV 15-20kva | 3298.85 | 4.5% | 3157.4118
Vertiv | Vertiv Services | 24MTHWARPREFACP1PMEXSV40 | 2 Year Extended Warranty PREMIER 1PM AC Power - EXSV 30-40kva | 3619.3 | 4.5% | 3464.1225
Vertiv | Vertiv Services | 24MTHWARPREFACP1PMEXSVEB | 2 Year Extended Warranty PREMIER 1PM AC Power - EXSVEBC | 13114.65 | 4.5% | 12552.3594
Vertiv | Vertiv Services | 24MTHWARPREFACP1PMITA2 | 24 Month Warranty Premier 1PM AC Power - ITA2 | 4392.8 | 4.5% | 4204.4587
Vertiv | Vertiv Services | 24MTHWARPREFACP1PMITA2EBC | 24 Month Warranty Premier 1PM AC Power - ITA2EBC | 1807.95 | 4.5% | 1730.4341
Vertiv | Vertiv Services | 24MTHWARPREFACP1PMITA2MBC | 24 Month Warranty Premier 1PM AC Power - ITA2MBC | 2297.55 | 4.5% | 2199.0425
Vertiv | Vertiv Services | 24MTHWARPREFACP2PMEXSV20 | 2 Year Extended Warranty PREMIER 2PM AC Power - EXSV 15-20kva | 6329.1 | 4.5% | 6057.7398
Vertiv | Vertiv Services | 24MTHWARPREFACP2PMEXSV40 | 2 Year Extended Warranty PREMIER 2PM AC Power - EXSV 30-40kva | 6649.55 | 4.5% | 6364.4505
Vertiv | Vertiv Services | 24MTHWARPREFACP2PMEXSVEB | 2 Year Extended Warranty PREMIER 2PM AC Power - EXSVEBC | 16144.05 | 4.5% | 15451.8739
Vertiv | Vertiv Services | 24MTHWARPREFACP2PMITA2 | 24 Month Warranty Premier 2PM AC Power - ITA2 | 7676.35 | 4.5% | 7347.2265
Vertiv | Vertiv Services | 24MTHWARPREFACP2PMITA2EBC | 24 Month Warranty Premier 2PM AC Power - ITA2EBC | 5093.2 | 4.5% | 4874.8291
Vertiv | Vertiv Services | 24MTHWARPREFACP2PMITA2MBC | 24 Month Warranty Premier 2PM AC Power - ITA2MBC | 5581.95 | 4.5% | 5342.6239
Vertiv | Vertiv Services | 24MTHWARPREMACP1PMEXSV20 | 2 Year Extended Warranty PREMIER+ 1PM AC Power - EXSV 15-20kva | 3628.65 | 4.5% | 3473.0716
Vertiv | Vertiv Services | 24MTHWARPREMACP1PMEXSV40 | 2 Year Extended Warranty PREMIER+ 1PM AC Power - EXSV 30-40kva | 3981.4 | 4.5% | 3810.6975
Vertiv | Vertiv Services | 24MTHWARPREMACP1PMEXSVEB | 2 Year Extended Warranty PREMIER+ 1PM AC Power - EXSVEBC | 14425.35 | 4.5% | 13806.8631
Vertiv | Vertiv Services | 24MTHWARPREMACP1PMITA2 | 24 Month Warranty Premier+ 1PM AC Power - ITA2 | 4832.25 | 4.5% | 4625.0673
Vertiv | Vertiv Services | 24MTHWARPREMACP1PMITA2EBC | 24 Month Warranty Premier+ 1PM AC Power - ITA2EBC | 1989.85 | 4.5% | 1904.5352
Vertiv | Vertiv Services | 24MTHWARPREMACP1PMITA2MBC | 24 Month Warranty Premier+ 1PM AC Power - ITA2MBC | 2527.05 | 4.5% | 2418.7027
Vertiv | Vertiv Services | 24MTHWARPREMACP2PMEXSV20 | 2 Year Extended Warranty PREMIER+ 2PM AC Power - EXSV 15-20kva | 6658.9 | 4.5% | 6373.3997
Vertiv | Vertiv Services | 24MTHWARPREMACP2PMEXSV40 | 2 Year Extended Warranty PREMIER+ 2PM AC Power - EXSV 30-40kva | 7011.65 | 4.5% | 6711.0255
Vertiv | Vertiv Services | 24MTHWARPREMACP2PMEXSVEB | 2 Year Extended Warranty PREMIER+ 2PM AC Power - EXSVEBC | 17455.6 | 4.5% | 16707.1911
Vertiv | Vertiv Services | 24MTHWARPREMACP2PMITA2 | 24 Month Warranty Premier+ 2PM AC Power - ITA2 | 8116.65 | 4.5% | 7768.6486
Vertiv | Vertiv Services | 24MTHWARPREMACP2PMITA2EBC | 24 Month Warranty Premier+ 2PM AC Power - ITA2EBC | 5274.25 | 4.5% | 5048.1165
Vertiv | Vertiv Services | 24MTHWARPREMACP2PMITA2MBC | 24 Month Warranty Premier+ 2PM AC Power - ITA2MBC | 5811.45 | 4.5% | 5562.2841
Vertiv | Rack PDU | 27142VH | rPDU, Basic Standard, 20A, 120V, 1.9kW, Horizontal, (6) NEMA 5-20R, 10ft power cord with L5-20P, Black Powder Coat. | 209.95 | 10% | 190.3722
Vertiv | Rack PDU | 28008VH | rPDU, Basic Surge, 15A, 120V, 1.4kW, Vertical, (8) NEMA 5-15R, 10ft power cord with 5-15P, Black Powder Coat. | 187.85 | 10% | 170.333
Vertiv | Rack PDU | 28011VH | rPDU, Basic Surge, 20A, 120V, 1.9kW, Vertical, (8) NEMA 5-20R, 10ft power cord with 5-20P, Black Powder Coat. | 195.5 | 10% | 177.2696
Vertiv | Rack PDU | 28012VH | Coat. | 222.7 | 10% | 201.9332
Vertiv | Rack PDU | 28013VH | rPDU, Basic Standard, 20A, 120V, 1.9kW, Horizontal/Vertical, (8) NEMA 5-20R, 10ft power cord with L5-20P, Black | 207.4 | 10% | 188.0599
Vertiv | Rack PDU | 28014VH | Powder Coat. | 207.4 | 10% | 188.0599
Vertiv | Rack PDU | 28015VH | rPDU, Basic Surge, 20A, 120V, 1.9kW, Horizontal/Vertical, (8) NEMA 5-20R, 10ft power cord with 5-20P, Black | 192.95 | 10% | 174.9574
Vertiv | Rack PDU | 28038VH | rPDU, Basic Standard, 15A, 120V, 1.4kW, Vertical, (10) NEMA 5-15R, 10ft power cord with 5-15P, Black Powder | 170.85 | 10% | 154.9182
Vertiv | Rack PDU | 28048VH | rPDU, Basic Standard, 15A, 120V, 1.4kW, Vertical, (8) NEMA 5-15R, 10ft power cord with 5-15P, Black Powder | 179.35 | 10% | 162.6256
Vertiv | Rack PDU | 28053VH | rPDU, Basic Surge, 15A, 120V, 1.4kW, Vertical, (10) NEMA 5-15R, 10ft power cord with 5-15P, Black Powder | 196.35 | 10% | 178.0404
Vertiv | Rack PDU | 28054VH | rPDU, Basic Surge, 20A, 120V, 1.9kW, Vertical, (10) NEMA 5-20R, 10ft power cord with 5-20P, Black Powder | 214.2 | 10% | 194.2259
Vertiv | Rack PDU | 28070VH | rPDU, Basic Standard, 15A, 120V, 1.4kW, Vertical, (10) NEMA 5-15R, 10ft power cord with 5-15P, Black Powder | 170.85 | 10% | 154.9182
Vertiv | Rack PDU | 28096VH | rPDU, Basic Surge, 15A, 120V, 1.4kW, Vertical, (8) NEMA 5-15R, 10ft power cord with 5-15P, Black Powder Coat. | 187.85 | 10% | 170.333
Vertiv | Rack PDU | 28100VH | rPDU, Basic Standard, 20A, 120V, 1.9kW, Vertical, (20) NEMA 5-20R, 10ft power cord with L5-20P, Black Powder | 305.15 | 10% | 276.6948
Vertiv | Rack PDU | 28101VH | rPDU, Basic Standard, 15A, 120V, 1.4kW, Vertical, (8) NEMA 5-15R, 10ft power cord with 5-15P, Black Powder | 179.35 | 10% | 162.6256
Vertiv | Rack PDU | 28107VH | rPDU, Basic Standard, 20A, 120V, 1.9kW, Vertical, (10) NEMA 5-20R, 10ft power cord with 5-20P, Black Powder | 209.95 | 10% | 190.3722
Vertiv | Rack PDU | 28128VH | rPDU, Basic Standard, 20A, 120V, 1.9kW, Vertical, (10) NEMA 5-20R, 10ft power cord with L5-20P, Black Powder | 223.55 | 10% | 202.704
Vertiv | Rack PDU | 28145VH | rPDU, Basic Surge, 20A, 120V, 1.9kW, Vertical, (20) NEMA 5-20R, 10ft power cord with 5-20P, Black Powder | 305.15 | 10% | 276.6948
Vertiv | Rack PDU | 28153VH | rPDU, Basic Surge, 20A, 120V, 1.9kW, Horizontal, (10) NEMA 5-20R, 10ft power cord with L5-20P, Black Powder | 297.5 | 10% | 269.7581
Vertiv | Rack PDU | 28158VH | rPDU, Basic Surge, 20A, 120V, 1.9kW, Vertical, (20) NEMA 5-20R, 10ft power cord with 5-20P, Black Powder | 305.15 | 10% | 276.6948
Vertiv | Rack PDU | 29047VH | rPDU, Basic Standard, 15A, 120V, 1.4kW, Horizontal, (10) NEMA 5-15R, 10ft power cord with 5-15P, Black Powder | 140.25 | 10% | 127.1717
Vertiv | Rack PDU | 29058VH | rPDU, Metered Standard, 15A, 120V, 1.4kW, Horizontal, (10) NEMA 5-15R, 10ft power cord with 5-15P, Black | 240.55 | 10% | 218.1187
Vertiv | Rack PDU | 29059VH | rPDU, Metered Standard, 20A, 120V, 1.9kW, Horizontal, (10) NEMA 5-20R, 10ft power cord with 5-20P, Black | 380.8 | 10% | 345.2904
Vertiv | Rack PDU | 29060VH | rPDU, Metered Surge, 20A, 120V, 1.9kW, Horizontal, (10) NEMA 5-20R, 10ft power cord with 5-20P, Black Powder | 409.7 | 10% | 371.4955
Vertiv | Rack PDU | 29061VH | rPDU, Metered Standard, 20A, 120V, 1.9kW, Horizontal, (10) NEMA 5-20R, 10ft power cord with 5-20P, Black | 380.8 | 10% | 345.2904
Vertiv | Rack PDU | 29062VH | rPDU, Metered Standard, 20A, 120V, 1.9kW, Horizontal, (10) NEMA 5-20R, 10ft power cord with L5-20P, Black | 392.7 | 10% | 356.0807
Vertiv | Rack PDU | 29063VH | rPDU, Metered Standard, 15A, 120V, 1.4kW, Horizontal, (10) NEMA 5-15R, 10ft power cord with 5-15P, Black | 240.55 | 10% | 218.1187
Vertiv | Rack PDU | 29072VH | rPDU, Metered Surge, 20A, 120V, 1.9kW, Horizontal, (10) NEMA 5-20R, 10ft power cord with L5-20P, Black | 421.6 | 10% | 382.2858
Vertiv | Rack PDU | 29079VH | rPDU, Basic Surge, 15A, 120V, 1.4kW, Horizontal, (10) NEMA 5-15R, 10ft power cord with 5-15P, Black Powder | 177.65 | 10% | 161.0841
Vertiv | Rack PDU | 29081VH | rPDU, Metered Surge, 20A, 120V, 1.9kW, Horizontal, (10) NEMA 5-20R, 10ft power cord with L5-20P, Black | 421.6 | 10% | 382.2858
Vertiv | Rack PDU | 29095VH | rPDU, Basic Surge, 15A, 120V, 1.4kW, Horizontal, (8) NEMA 5-15R, 10ft power cord with 5-15P, Black Powder | 238 | 10% | 215.8065
Vertiv | 1 Phase UPS | 2POSTRMKIT | Two-post telecom rack mounting kit - for 2U rack mounting UPS/EBC - 4 pieces | 215.9 | 10% | 195.7673
Vertiv | 1 phase UPS | 2POSTRMKIT1U | 1U 2 Post Rack Mount Kit for use with 1U PSI5 UPS and 1U GXT5 EBC | 123.25 | 10% | 111.7569
Vertiv | 1 Phase UPS | 2UTELECOMRKIT | Center Mount brackets for 19" wide telecom/relay racks | 84.15 | 10% | 76.303
Vertiv | Edge Thermal | 2WAP10KWL | CRV 10kW 2nd Yr Parts w/Comp | 1455.2 | 10% | 1319.5026
Vertiv | Vertiv Services | 2WE-EXS10-PREF | 2 Year Extended Warranty Preferred 1PM AC Power - EXS 10kva | 2996.25 | 4.5% | 2867.7858
Vertiv | Vertiv Services | 2WE-EXS10-PREM | 2 Year Extended Warranty Premier 1PM AC Power - EXS 10kva | 3295.45 | 4.5% | 3154.1576
Vertiv | Vertiv Services | 2WE-EXS15-PREF | 2 Year Extended Warranty Preferred 1PM AC Power - EXS 15-20kva | 3298.85 | 4.5% | 3157.4118
Vertiv | Vertiv Services | 2WE-EXS15-PREM | 2 Year Extended Warranty Premier 1PM AC Power - EXS 15-20kva | 3628.65 | 4.5% | 3473.0716
Vertiv | Vertiv Services | 2WE-EXS40-PREF | 2 Year Extended Warranty Preferred 1PM AC Power - EXS 30-40kva | 3628.65 | 4.5% | 3473.0716
Vertiv | Vertiv Services | 2WE-EXS40-PREM | 2 Year Extended Warranty Premier 1PM AC Power - EXS 30-40kva | 3990.75 | 4.5% | 3819.6466
Vertiv | Vertiv Services | 2WEGXT-1000120 | 2 Year Extended Warranty for Liebert GXT5 1000VA 120V UPS | 243.1 | 4.5% | 232.6771
Vertiv | Vertiv Services | 2WEGXT-10KHV | 2 Year Extended Warranty for GXT5-10KHVRT5UXLN | 2186.2 | 4.5% | 2092.4667
Vertiv | Vertiv Services | 2WEGXT-10KMV | 2 Year Extended Warranty for GXT5-10KMVRT6UXLN | 2449.7 | 4.5% | 2344.6691
Vertiv | Vertiv Services | 2WEGXT-10KPD5 | 2 Year Extended Warranty for 8-10kVA Liebert GXT5 Micro PODS | 282.2 | 4.5% | 270.1007
Vertiv | Vertiv Services | 2WEGXT-144VBATT | 2 Year Extended Warranty for GXT5-EBC144VRT2U | 871.25 | 4.5% | 833.8952
Vertiv | Vertiv Services | 2WEGXT-1500120 | 2 Year Extended Warranty for Liebert GXT5 1500VA 120V UPS | 303.45 | 4.5% | 290.4396
Vertiv | Vertiv Services | 2WEGXT-15KMV | GXT5 15kVA 2-Year Extended Warranty | 3643.1 | 4.5% | 3486.9021
Vertiv | Vertiv Services | 2WEGXT-192VBATT | 2 Year Extended Warranty for GXT5-EBC192VRT3U | 1351.5 | 4.5% | 1293.5544
Vertiv | Vertiv Services | 2WEGXT-2000120 | 2 Year Extended Warranty for Liebert GXT5 2000VA 120V UPS | 376.55 | 4.5% | 360.4054
Vertiv | Vertiv Services | 2WEGXT-20KMV | GXT5 20kVA 2-Year Extended Warranty | 4006.9 | 4.5% | 3835.1042
Vertiv | Vertiv Services | 2WEGXT-288VBATT | 2 Year Extended Warranty for GXT5-EBC288VRT4U | 2359.6 | 4.5% | 2258.4322
Vertiv | Vertiv Services | 2WEGXT-3000120 | 2 Year Extended Warranty for Liebert GXT5 3000VA 120V UPS | 515.1 | 4.5% | 493.0151
Vertiv | Vertiv Services | 2WEGXT-36VBATT | 2 Year Extended Warranty for Liebert GXT5 36V External Battery Cabinet | 425 | 4.5% | 406.7781
Vertiv | Vertiv Services | 2WEGXT-3KL620 | 2 Year Extended Warranty for GXT5-3KL620RT2UXL | 566.95 | 4.5% | 542.642
Vertiv | Vertiv Services | 2WEGXT-3KL630 | 2 Year Extended Warranty for GXT5-3KL630RT2UXL | 566.95 | 4.5% | 542.642
Vertiv | Vertiv Services | 2WEGXT-48VBATT | 2 Year Extended Warranty for Liebert GXT5 48V External Battery Cabinet | 459 | 4.5% | 439.3204
Vertiv | Vertiv Services | 2WEGXT-500120 | 2 Year Extended Warranty for Liebert GXT5 500VA 120V UPS | 172.55 | 4.5% | 165.1519
Vertiv | Vertiv Services | 2WEGXT-5KHV | 2 Year Extended Warranty for GXT5-5000HVRT5UXLN | 1302.2 | 4.5% | 1246.3682
Vertiv | Vertiv Services | 2WEGXT-5KMV | 2 Year Extended Warranty for GXT5-5000MVRT4UXLN | 1302.2 | 4.5% | 1246.3682
Vertiv | Vertiv Services | 2WEGXT-6KL630 | 2 Year Extended Warranty for GXT5-6KL630RT5UXLN | 1506.2 | 4.5% | 1441.6217
Vertiv | Vertiv Services | 2WEGXT-6KMV | 2 Year Extended Warranty for GXT5-6000MVRT4UXLN | 1365.1 | 4.5% | 1306.5713
Vertiv | Vertiv Services | 2WEGXT-6KPD5 | 2 Year Extended Warranty for up to 6kVA Liebert GXT5 Micro PODS | 282.2 | 4.5% | 270.1007
Vertiv | Vertiv Services | 2WEGXT-72VBATT | 2 Year Extended Warranty for Liebert GXT5 72V External Battery Cabinet | 582.25 | 4.5% | 557.286
Vertiv | Vertiv Services | 2WEGXT-750120 | 2 Year Extended Warranty for Liebert GXT5 700VA 120V UPS | 189.55 | 4.5% | 181.423
Vertiv | Vertiv Services | 2WEGXT-8KHV | 2 Year Extended Warranty for GXT5-8000HVRT5UXLN | 1880.2 | 4.5% | 1799.5864
Vertiv | Vertiv Services | 2WEGXT-8KMV | 2 Year Extended Warranty for GXT5-8000MVRT6UXLN | 2295 | 4.5% | 2196.6019
Vertiv | IT Systems | 2YGLD-ACS16PT | 2 YR GLD HW Maintenance ACS16PT | 544.85 | 4.5% | 521.4896
Vertiv | IT Systems | 2YGLD-ACS32PT | 2 YR GLD HW Maintenance ACS32PT | 676.6 | 4.5% | 647.5908
Vertiv | IT Systems | 2YGLD-ACS48PT | 2 YR GLD HW Maintenance ACS48PT | 955.4 | 4.5% | 914.4372
Vertiv | IT Systems | 2YGLD-ACS4PT | 2 YR GLD HW Maintenance ACS4PT | 340 | 4.5% | 325.4225
Vertiv | IT Systems | 2YGLD-ACS8PT | 2 YR GLD HW Maintenance ACS8PT | 447.1 | 4.5% | 427.9306
Vertiv | IT Systems | 2YGLD-AV2 | 2Y GLD HW Maintenance | 323.85 | 4.5% | 309.9649
Vertiv | IT Systems | 2YGLD-HMX1 | 2 YR GLD HW Maintenance HMX1 (5100) | 237.15 | 4.5% | 226.9822
Vertiv | IT Systems | 2YGLD-HMX2 | 2 YR GLD HW Maintenance HMX2 (5200,6200) | 315.35 | 4.5% | 301.8294
Vertiv | IT Systems | 2YGLD-HMX3 | 1 YR GLD HW Maintenance HMX3 (8000 & 6500) | 531.25 | 4.5% | 508.4727
Vertiv | IT Systems | 2YGLD-HMXMGR | 2 YR GLD HW Maintenance HMXMGR | 1117.75 | 4.5% | 1069.8265
Vertiv | IT Systems | 2YGLD-LV | 2 YR GLD HW Maintenance LV | 219.3 | 4.5% | 209.8975
Vertiv | IT Systems | 2YGLD-MPU108E | 2 YR GLD HW Maintenance MPU108E | 481.95 | 4.5% | 461.2864
Vertiv | IT Systems | 2YGLD-MPU2016 | 2 YR GLD HW Maintenance MPU2016 | 1049.75 | 4.5% | 1004.742
Vertiv | IT Systems | 2YGLD-MPU2032 | 2 YR GLD HW Maintenance MPU2032 | 1184.05 | 4.5% | 1133.2839
Vertiv | IT Systems | 2YGLD-MPU4032 | 2 YR GLD HW Maintenance MPU4032 | 1588.65 | 4.5% | 1520.5366
Vertiv | IT Systems | 2YGLD-MPU8032 | 2 YR GLD HW Maintenance MPU8032 | 1971.15 | 4.5% | 1886.6369
Vertiv | IT Systems | 2YGLD-SV | 2 YR GLD HW Maintenance SV | 176.8 | 4.5% | 169.2197
Vertiv | IT Systems | 2YGLD-SVSC1200 | 2 YR GLD HW Maintenance SV Secure (SC620,SC840D,SC845D,SC840H,SC845H,SC840,SC845,SCKM140,SCKM145,SC920XD) | 210.8 | 4.5% | 201.7619
Vertiv | IT Systems | 2YGLD-SVSC2000 | 2 YR GLD HW Maintenance SV Secure (SC340,SC380,SC640,SC740,SC940,SC945,SC940H,SC945H,SC940D,SC945D,SC945XD) | 341.7 | 4.5% | 327.0496
Vertiv | IT Systems | 2YGLD-SVSC3000 | 2 YR GLD HW Maintenance SV Secure (SC680, SC780) | 553.35 | 4.5% | 529.6251
Vertiv | IT Systems | 2YSLV-ACS16PT | 2 YR SLV HW Maintenance ACS16PT | 363.8 | 4.5% | 348.2021
Vertiv | IT Systems | 2YSLV-ACS32PT | 2 YR SLV HW Maintenance ACS32PT | 453.05 | 4.5% | 433.6255
Vertiv | IT Systems | 2YSLV-ACS48PT | 2 YR SLV HW Maintenance ACS48PT | 638.35 | 4.5% | 610.9807
Vertiv | IT Systems | 2YSLV-ACS4PT | 2 YR SLV HW Maintenance ACS4PT | 228.65 | 4.5% | 218.8466
Vertiv | IT Systems | 2YSLV-ACS8PT | 2 YR SLV HW Maintenance ACS8PT | 297.5 | 4.5% | 284.7447
Vertiv | IT Systems | 2YSLV-AV2 | 2Y SLV HW Maintenance | 216.75 | 4.5% | 207.4568
Vertiv | IT Systems | 2YSLV-MPU108E | 2 YR SLV HW Maintenance MPU108E | 323.85 | 4.5% | 309.9649
Vertiv | IT Systems | 2YSLV-MPU2016 | 2 YR SLV HW Maintenance MPU2016 | 699.55 | 4.5% | 669.5568
Vertiv | IT Systems | 2YSLV-MPU2032 | 2 YR SLV HW Maintenance MPU2032 | 791.35 | 4.5% | 757.4209
Vertiv | IT Systems | 2YSLV-MPU4032 | 2 YR SLV HW Maintenance MPU4032 | 1059.95 | 4.5% | 1014.5046
Vertiv | IT Systems | 2YSLV-MPU8032 | 2 YR SLV HW Maintenance MPU8032 | 1314.95 | 4.5% | 1258.5715
Vertiv | IT Systems | 2YSLV-SV | 2 YR SLV HW Maintenance SV | 117.3 | 4.5% | 112.2708
Vertiv | IT Systems | 2YSLV-SVSC1200 | 2 YR SLV HW Maintenance SV Secure (SC620,SC840D,SC845D,SC840H,SC845H,SC840,SC845,SCKM140,SCKM145,SC920XD) | 141.1 | 4.5% | 135.0503
Vertiv | IT Systems | 2YSLV-SVSC2000 | 2 YR SLV HW Maintenance SV Secure (SC340,SC380,SC640,SC740,SC940,SC945,SC940H,SC945H,SC940D,SC945D,SC945XD) | 229.5 | 4.5% | 219.6602
Vertiv | IT Systems | 2YSLV-SVSC3000 | 2 YR SLV HW Maintenance SV Secure(SC680,SC780,SC885,SC985) | 371.45 | 4.5% | 355.5241
Vertiv | Rack PDU | 30203VH | rPDU, Basic Standard, 15A, 120V, 1.4kW, Horizontal, (6) NEMA 5-15R, 10ft power cord with 5-15P, Black Powder Coat. | 129.2 | 10% | 117.1521
Vertiv | Rack PDU | 38060VH | rPDU, Basic Surge, 20A, 120V, 1.9kW, Horizontal, (10) NEMA 5-20R, 10ft power cord with L5-20P, Black Powder Coat. | 272 | 10% | 246.636
Vertiv | Vertiv Services | 3MTHWARPARTSLABACPEXSV20 | 3 Month Parts and Labor Extended Warranty AC Power - EXSV15 - 20kva | 211.65 | 4.5% | 202.5755
Vertiv | Vertiv Services | 3MTHWARPARTSLABACPEXSV40 | 3 Month Parts and Labor Extended Warranty AC Power - EXSV30-40kva | 231.2 | 4.5% | 221.2873
Vertiv | Vertiv Services | 3MTHWARPARTSLABACPEXSVEB | 3 Month Parts and Labor Extended Warranty AC Power - EXSVEBC | 837.25 | 4.5% | 801.3529
Vertiv | Vertiv Services | 3MTHWARPARTSLABACPITA2 | 3 Month Parts and Labor Warranty AC Power - ITA2 | 281.35 | 4.5% | 269.2871
Vertiv | Vertiv Services | 3MTHWARPARTSLABACPITA2EBC | 3 Month Parts and Labor Warranty AC Power - ITA2EBC | 116.45 | 4.5% | 111.4572
Vertiv | Vertiv Services | 3MTHWARPARTSLABACPITA2MBC | 3 Month Parts and Labor Warranty AC Power - ITA2MBC | 136 | 4.5% | 130.169
Vertiv | Edge Thermal | 3WAP10KWL | CRV 10kW 3rd Yr Parts w/Comp | 1997.5 | 10% | 1811.2331
Vertiv | 1 Phase UPS | 3WEGXT4-10KPOD | 3 year extended warranty for POD, PD2-101 to PD2-202 | 292.4 | 10% | 265.1337
Vertiv | Vertiv Services | 3WEGXT4-144VBAT | 3 Year Ext Warranty For GXT4-144VBATT | 949.45 | 4.5% | 908.7423
Vertiv | Vertiv Services | 3WEGXT4-240VBAT | 3 Year Ext Warranty For GXT4-240VBATT | 1472.2 | 4.5% | 1409.0794
Vertiv | Vertiv Services | 3WEGXT4-288VBAT | 3 Year Ext Warranty For GXT4-288VBATT | 2572.95 | 4.5% | 2462.6348
Vertiv | Vertiv Services | 3WEGXT4-48VBATT | 3 Year Ext Warranty For GXT4-48VBATT | 595 | 4.5% | 569.4894
Vertiv | Vertiv Services | 3WEGXT4-72VBATT | 3 Year Ext Warranty For GXT4-72VBATT | 731 | 4.5% | 699.6584
Vertiv | Vertiv Services | 3WEITA2-08K208 | 3 Yr Ext Warranty ITA2 8kVA | 2367.25 | 4.5% | 2265.7542
Vertiv | Vertiv Services | 3WEITA2-10K208 | 3 Yr Ext Warranty ITA2 10kVA | 2526.2 | 4.5% | 2417.8892
Vertiv | Vertiv Services | 3WEITA2-3PHPOD | 3 Yr Ext Warranty 3-PH POD | 317.05 | 4.5% | 303.4565
Vertiv | Vertiv Services | 3WEITA2-40K208 | 3 Year Warranty Extension ITA2 | 2329.85 | 4.5% | 2229.9577
Vertiv | Vertiv Services | 3WEITA2-EBC | 3 Yr Ext Warranty ITA2 EBC | 2526.2 | 4.5% | 2417.8892
Vertiv | Vertiv Services | 3WEITA2-MBC | 3 Yr Ext Warranty ITA2 MBC | 1750.79 | 4.5% | 1675.7249
Vertiv | Vertiv Services | 3WEMICROPOD | All MicroPOD Models for 3 year additional | 140.25 | 4.5% | 134.2368
Vertiv | Vertiv Services | 3WEPSA5-1000120 | Liebert PSA5 1000VA/600W/120V 3 Year Extended Warranty | 215.9 | 4.5% | 206.6433
Vertiv | Vertiv Services | 3WEPSA5-1500120 | Liebert PSA5 1500VA/900W/120V 3 Year Extended Warranty | 272 | 4.5% | 260.338
Vertiv | Vertiv Services | 3WEPSA5-500120 | Liebert PSA5 500VA/300W/120V 3 Year Extended Warranty | 132.6 | 4.5% | 126.9148
Vertiv | Vertiv Services | 3WEPSA5-700120 | Liebert PSA5 700VA/420W/120V 3 Year Extended Warranty | 159.8 | 4.5% | 152.9486
Vertiv | Vertiv Services | 3WEPSI5-1000 | 3yr extended warranty for 1000VA PSI5 | 234.6 | 4.5% | 224.5415
Vertiv | Vertiv Services | 3WEPSI5-1100 | 3yr extended warranty for PSI5-1100RT120 | 204 | 4.5% | 195.2535
Vertiv | Vertiv Services | 3WEPSI5-1500 | 3yr extended warranty for PSI5-1500RT120 | 210.8 | 4.5% | 201.7619
Vertiv | Vertiv Services | 3WEPSI5-2200 | 3yr extended warranty for PSI5-2200RT120 | 319.6 | 4.5% | 305.8972
Vertiv | Vertiv Services | 3WEPSI5-24VBATT | 3yr extended warranty for PSI5-24VBATT | 277.95 | 4.5% | 266.0329
Vertiv | Vertiv Services | 3WEPSI5-3000 | 3yr extended warranty for PSI5-3000RT120 | 516.8 | 4.5% | 494.6422
Vertiv | Vertiv Services | 3WEPSI5-48VBATT | 3yr extended warranty for PSI5-48VBATT | 313.65 | 4.5% | 300.2023
Vertiv | Vertiv Services | 3WEPSI5-5000 | 3yr extended warranty for PSI5-5000RT208 | 793.9 | 4.5% | 759.8615
Vertiv | Vertiv Services | 3WEPSI5-72VBATT | 3yr extended warranty for PSI5-72VBATT | 447.95 | 4.5% | 428.7441
Vertiv | Vertiv Services | 3WEPSI5-750 | 3yr extended warranty for 750VA PSI5 | 114.75 | 4.5% | 109.8301
Vertiv | Vertiv Services | 3WEPSI5-800 | 3yr extended warranty for PSI5-800RT120 | 191.25 | 4.5% | 183.0502
Vertiv | Vertiv Services | 3WEPSRT3-24VBXR | Ext. Battery Cab. PSRT3-24VBXR 3 Year Ext Warranty | 298.35 | 4.5% | 285.5582
Vertiv | Vertiv Services | 3WEPSRT3-48VBXR | Ext. Battery Cab. PSRT3-48VBXR 3 Year Ext Warranty | 298.35 | 4.5% | 285.5582
Vertiv | Vertiv Services | 3WEPST5-350120 | Liebert PST5 350VA/20W/120V 3 Year Extended Warranty | 73.95 | 4.5% | 70.7794
Vertiv | Vertiv Services | 3WEPST5-500120 | Liebert PST5 500VA/300W/120V 3 Year Extended Warranty | 102.85 | 4.5% | 98.4403
Vertiv | Vertiv Services | 3WEPST5-660120 | Liebert PST5 660VA/400W/120V 3 Year Extended Warranty | 133.45 | 4.5% | 127.7283
Vertiv | Vertiv Services | 3WEPST5-850120 | Liebert PST5 850VA/500W/120V 3 Year Extended Warranty | 153 | 4.5% | 146.4401
Vertiv | IT Systems | 3WLTHERMLAB-B | 3 Year Warranty labor coverage for SCID Cooling System | 3095.7 | 4.5% | 2962.9719
Vertiv | IT Systems | 3WPC-VRCSS | 3rd Year Parts w/Compressor & Labor SCID Cooling System | 1310.7 | 10% | 1188.4772
Vertiv | IT Systems | -48VDCPS | 3rd Year Parts w/Compressor & Labor SCID Cooling System | 174.25 | 10% | 158.0012
Vertiv | 1 Phase UPS | 4UTELECOMRKIT | 3rd Year Parts w/Compressor & Labor SCID Cooling System | 97.75 | 10% | 88.6348
Vertiv | IT Systems | 4WPC-VRCSS | 3rd to 4th Year Parts w/Compressor & Labor SCID Cooling System | 2096.1 | 10% | 1900.6387
Vertiv | IT Systems | 4YGLD-ACS16PT | 4 YR GLD HW Maintenance ACS16PT | 725.9 | 4.5% | 694.777
Vertiv | IT Systems | 4YGLD-ACS32PT | 4 YR GLD HW Maintenance ACS32PT | 899.3 | 4.5% | 860.7425
Vertiv | IT Systems | 4YGLD-ACS48PT | 4 YR GLD HW Maintenance ACS48PT | 1273.3 | 4.5% | 1218.7073
Vertiv | IT Systems | 4YGLD-ACS4PT | 4 YR GLD HW Maintenance ACS4PT | 453.05 | 4.5% | 433.6255
Vertiv | IT Systems | 4YGLD-ACS8PT | 4 YR GLD HW Maintenance ACS8PT | 593.3 | 4.5% | 567.8623
Vertiv | IT Systems | 4YGLD-AV2 | 4Y GLD HW Maintenance | 430.1 | 4.5% | 411.6595
Vertiv | IT Systems | 4YGLD-LCD | 4 YR GLD HW Maintenance LCD | 527.85 | 4.5% | 505.2184
Vertiv | IT Systems | 4YGLD-LV | 4 YR GLD HW Maintenance LV | 292.4 | 4.5% | 279.8633
Vertiv | IT Systems | 4YGLD-MPU108E | 4 YR GLD HW Maintenance MPU108E | 641.75 | 4.5% | 614.235
Vertiv | IT Systems | 4YGLD-MPU2016 | 4 YR GLD HW Maintenance MPU2016 | 1398.25 | 4.5% | 1338.3
Vertiv | IT Systems | 4YGLD-MPU2032 | 4 YR GLD HW Maintenance MPU2032 | 1577.6 | 4.5% | 1509.9604
Vertiv | IT Systems | 4YGLD-MPU4032 | 4 YR GLD HW Maintenance MPU4032 | 2117.35 | 4.5% | 2026.5686
Vertiv | IT Systems | 4YGLD-MPU8032 | 4 YR GLD HW Maintenance MPU8032 | 2626.5 | 4.5% | 2513.8888
Vertiv | IT Systems | 4YGLD-SV | 4 YR GLD HW Maintenance SV | 232.9 | 4.5% | 222.9144
Vertiv | IT Systems | 4YGLD-SVSC1200 | 4 YR GLD HW Maintenance SV Secure (SC620,SC840D,SC845D,SC840H,SC845H,SC840,SC845,SCKM140,SCKM145,SC920XD) | 280.5 | 4.5% | 268.4736
Vertiv | IT Systems | 4YGLD-SVSC2000 | 4 YR GLD HW Maintenance SV Secure (SC340, SC380, SC640, SC740,SC945XD) | 456.45 | 4.5% | 436.8797
Vertiv | IT Systems | 4YGLD-SVSC3000 | 4 YR GLD HW Maintenance SV Secure (SC680,SC780,SC885,SC985) | 738.65 | 4.5% | 706.9804
Vertiv | IT Systems | 4YSLV-ACS16PT | 4 YR SLV HW Maintenance ACS16PT | 544.85 | 4.5% | 521.4896
Vertiv | IT Systems | 4YSLV-ACS32PT | 4 YR SLV HW Maintenance ACS32PT | 676.6 | 4.5% | 647.5908
Vertiv | IT Systems | 4YSLV-ACS48PT | 4 YR SLV HW Maintenance ACS48PT | 955.4 | 4.5% | 914.4372
Vertiv | IT Systems | 4YSLV-ACS4PT | 4 YR SLV HW Maintenance ACS4PT | 340 | 4.5% | 325.4225
Vertiv | IT Systems | 4YSLV-ACS8PT | 4 YR SLV HW Maintenance ACS8PT | 447.1 | 4.5% | 427.9306
Vertiv | IT Systems | 4YSLV-AV2 | 4Y SLV HW Maintenance | 323.85 | 4.5% | 309.9649
Vertiv | IT Systems | 4YSLV-LCD | 4 YR SLV HW Maintenance LCD | 396.1 | 4.5% | 379.1172
Vertiv | IT Systems | 4YSLV-MPU108E | 4 YR SLV HW Maintenance MPU108E | 481.95 | 4.5% | 461.2864
Vertiv | IT Systems | 4YSLV-MPU2016 | 4 YR SLV HW Maintenance MPU2016 | 1049.75 | 4.5% | 1004.742
Vertiv | IT Systems | 4YSLV-MPU2032 | 4 YR SLV HW Maintenance MPU2032 | 1184.05 | 4.5% | 1133.2839
Vertiv | IT Systems | 4YSLV-MPU4032 | 4 YR SLV HW Maintenance MPU4032 | 1588.65 | 4.5% | 1520.5366
Vertiv | IT Systems | 4YSLV-MPU8032 | 4 YR SLV HW Maintenance MPU8032 | 1971.15 | 4.5% | 1886.6369
Vertiv | IT Systems | 4YSLV-SV | 4 YR SLV HW Maintenance SV | 176.8 | 4.5% | 169.2197
Vertiv | IT Systems | 4YSLV-SVSC1200 | 4 YR SLV HW Maintenance SV Secure(SC620,SC840D,SC845D,SC840H,SC845H,SC840,SC845,SCKM140,SCKM145,SC920XD) | 211.65 | 4.5% | 202.5755
Vertiv | IT Systems | 4YSLV-SVSC2000 | 4 YR SLV HW Maintenance SV Secure (SC340,SC380,SC640,SC740,SC945XD) | 341.7 | 4.5% | 327.0496
Vertiv | IT Systems | 4YSLV-SVSC3000 | 4 YR SLV HW Maintenance SV Secure (SC680,SC780,SC885,SC985) | 555.9 | 4.5% | 532.0658
Vertiv | 1 Phase UPS | 5-20R2KIT | NEMA 5-20R2 Receptacle Kit (T-Slot) | 106.25 | 10% | 96.3422
Vertiv | Racks | 535809G1 | 19” 1U Telescopic Shelf | 415.65 | 10% | 376.8906
Vertiv | Racks | 542190G1L | 1U METAL BLANKING PANEL WITH BRUSH STRIP KIT OF 2 | 177.65 | 10% | 161.0841
Vertiv | Racks | 542777G1L | KIT SUPPORT RAIL FOR DCM | 130.05 | 10% | 117.9228
Vertiv | Racks | 546058G1L | DOOR HANDLE 1 EA | 37.4 | 10% | 33.9124
Vertiv | IT Systems | 5WPC-VRCSS | 4th to 5th Year Parts w/Compressor & Labor SCID Cooling System | 3353.25 | 10% | 3040.5594
Vertiv | IT Systems | 6030VH | RJ12 50ft Patch Cord | 62.05 | 10% | 56.2638
Vertiv | 1 Phase UPS | 6-15R2-208KIT | NEMA 6-15R2, 208V Only, Receptacle Kit | 148.75 | 10% | 134.8791
Vertiv | 1 Phase UPS | 6-15R2-240KIT | NEMA 6-15R2, 240V Only, Receptacle Kit | 148.75 | 10% | 134.8791
Vertiv | Vertiv Services | 6MTHWARPARTSLABACPEXSV20 | 6 Month Parts and Labor Extended Warranty AC Power - EXSV15 - 20kva | 421.6 | 4.5% | 403.5239
Vertiv | Vertiv Services | 6MTHWARPARTSLABACPEXSV40 | 6 Month Parts and Labor Extended Warranty AC Power - EXSV30-40kva | 462.4 | 4.5% | 442.5746
Vertiv | Vertiv Services | 6MTHWARPARTSLABACPEXSVEB | 6 Month Parts and Labor Extended Warranty AC Power - EXSVEBC | 1673.65 | 4.5% | 1601.8923
Vertiv | Vertiv Services | 6MTHWARPARTSLABACPITA2 | 6 Month Parts and Labor Warranty AC Power - ITA2 | 561 | 4.5% | 536.9471
Vertiv | Vertiv Services | 6MTHWARPARTSLABACPITA2EBC | 6 Month Parts and Labor Warranty AC Power - ITA2EBC | 232.05 | 4.5% | 222.1009
Vertiv | Vertiv Services | 6MTHWARPARTSLABACPITA2MBC | 6 Month Parts and Labor Warranty AC Power - ITA2BC | 294.1 | 4.5% | 281.4905
Vertiv | Rack PDU | 7759-12 | Pack of 12 IEC C13 Retaining Clips | 17.85 | 10% | 16.1855
Vertiv | Rack PDU | 7938BK | Vertical rPDU Bracket Kit - Includes (2) 7938 Brackets and mounting hardware | 13.6 | 10% | 12.3318
Vertiv | Rack PDU | 8153VH | 70in Vertical rPDU Bracket | 24.65 | 10% | 22.3514
Vertiv | Rack PDU | 8954-6 | 6 Clip Pack - IEC C19 Retaining Clips | 12.75 | 10% | 11.5611
Vertiv | Rack PDU | 9083C | Vertical rPDU Bracket Top Clip | 5.95 | 10% | 5.3952
Vertiv | Rack PDU | 9084C | Vertical rPDU Bracket Bottom Clip | 5.95 | 10% | 5.3952
Vertiv | Rack PDU | 9091VH | C13 - IEC Plug Shield | 7.65 | 10% | 6.9366
Vertiv | Vertiv Services | 9MTHWARPARTSLABACPEXSV20 | 9 Month Parts and Labor Extended Warranty AC Power - EXSV15 - 20kva | 631.55 | 4.5% | 604.4723
Vertiv | Vertiv Services | 9MTHWARPARTSLABACPEXSV40 | 9 Month Parts and Labor Extended Warranty AC Power - EXSV30-40kva | 692.75 | 4.5% | 663.0483
Vertiv | Vertiv Services | 9MTHWARPARTSLABACPEXSVEB | 9 Month Parts and Labor Extended Warranty AC Power - EXSVEBC | 2510.05 | 4.5% | 2402.4316
Vertiv | Vertiv Services | 9MTHWARPARTSLABACPITA2 | 9 Month Parts and Labor Warranty AC Power - ITA2 | 841.5 | 4.5% | 805.4207
Vertiv | Vertiv Services | 9MTHWARPARTSLABACPITA2EBC | 9 Month Parts and Labor Warranty AC Power - ITA2EBC | 346.8 | 4.5% | 331.9309
Vertiv | Vertiv Services | 9MTHWARPARTSLABACPITA2MBC | 9 Month Parts and Labor Warranty AC Power - ITA2MBC | 441.15 | 4.5% | 422.2357
Vertiv | IT Systems | A2D-10 | Analog to digital converter providing the ability to connect a dry contact or 0-10V sensor to an RJ12 sensor port. | 249.05 | 10% | 225.8261
Vertiv | IT Systems | A2D-50 | Analog to digital converter providing the ability to connect a dry contact or 0-10V sensor to an RJ12 sensor port. | 153 | 10% | 138.7328
Vertiv | IT Systems | ACS8008MDAC-400 | 8-Port ACS8000 Console System with dual AC Power Supply and Analog Modem | 3911.7 | 10% | 3546.934
Vertiv | IT Systems | ACS8008-NA-DAC-400 | 8 Port ACS8000, 4G/LTE NA2, DualAC, TAA | 4754.05 | 10% | 4310.7348
Vertiv | IT Systems | ACS8008SAC-400 | 8-Port ACS8000 Console System with single AC Power Supply | 2257.6 | 10% | 2047.0788
Vertiv | IT Systems | ACS8008SDC-400 | 8-Port ACS8000 Console System with single DC Power Supply | 2689.4 | 10% | 2438.6134
Vertiv | IT Systems | ACS8016DAC-400 | 16-Port ACS8000 Console System with dual AC Power Supply | 4964 | 10% | 4501.107
Vertiv | IT Systems | ACS8016MDAC-400 | 16-Port ACS8000 Console System with dual AC Power Supply and Analog Modem | 4964 | 10% | 4501.107
Vertiv | IT Systems | ACS8016-NA-DAC-400 | 16 Port ACS8000, 4G/LTE NA2, DualAC, TAA | 5806.35 | 10% | 5264.9079
Vertiv | IT Systems | ACS8016SAC-400 | 16-Port ACS8000 Console System with single AC Power Supply | 2857.7 | 10% | 2591.2195
Vertiv | IT Systems | ACS8016SDC-400 | 16-Port ACS8000 Console System with single DC Power Supply | 3405.1 | 10% | 3087.5744
Vertiv | IT Systems | ACS8032MDAC-400 | 32-Port ACS8000 Console System with dual AC Power Supply and Analog Modem | 6016.3 | 10% | 5455.28
Vertiv | IT Systems | ACS8032MDDC-400 | 32-Port ACS8000 Console System with dual DC Power Supply and Analog Modem | 6617.25 | 10% | 6000.1914
Vertiv | IT Systems | ACS8032-NA-DAC-400 | 32 Port ACS8000, 4G/LTE NA2, DualAC, TAA | 6858.65 | 10% | 6219.0809
Vertiv | IT Systems | ACS8032SAC-400 | 32-Port ACS8000 Console System with single AC Power Supply | 4211.75 | 10% | 3819.0043
Vertiv | IT Systems | ACS8048DAC-400 | 48-Port ACS8000 Console System with dual AC Power Supply | 7218.2 | 10% | 6545.1029
Vertiv | IT Systems | ACS8048MDAC-400 | 48-Port ACS8000 Console System with dual AC Power Supply and Analog Modem | 7218.2 | 10% | 6545.1029
Vertiv | IT Systems | ACS8048MDDC-400 | 48-Port ACS8000 Console System with dual DC Power Supply and Analog Modem | 8001.9 | 10% | 7255.7228
Vertiv | IT Systems | ACS8048-NA-DAC-400 | 48 Port ACS8000, 4G/LTE NA2, DualAC, TAA | 8061.4 | 10% | 7309.6745
Vertiv | IT Systems | ACS8048SAC-400 | 48-Port ACS8000 Console System with single AC Power Supply | 6016.3 | 10% | 5455.28
Vertiv | IT Systems | ACS804MEAC-400 | 4-Port ACS800 Serial Console with analog modem, external AC/DC Power Brick - Global Datacenter PDU Power Cord | 1370.2 | 10% | 1242.4289
Vertiv | IT Systems | ADB0036 | RJ45 to DB9F cross converter | 18.7 | 10% | 16.9562
Vertiv | IT Systems | ADB0037 | RJ45 to DB9M cross converter | 18.7 | 10% | 16.9562
Vertiv | IT Systems | ADB0039 | RJ45 to RJ45 Sun/Cisco cross converter | 18.7 | 10% | 16.9562
Vertiv | IT Systems | ADB0045 | SX 550m multi mode SFP fiber transceiver | 173.4 | 10% | 157.2304
Vertiv | IT Systems | ADB0047 | LX/LH 10km single SFP fiber transceiver | 321.3 | 10% | 291.3388
Vertiv | IT Systems | ADB0049 | RMPSU 12V to 5V 9ft | 160.65 | 10% | 145.6694
Vertiv | IT Systems | ADB0200 | RJ45 to DB9F s/t converter | 18.7 | 10% | 16.9562
Vertiv | IT Systems | ADB0210 | RJ45 to DB9M s/t converter | 18.7 | 10% | 16.9562
Vertiv | IT Systems | ADDCABRACKASSEM | 2nd up to 5th Cabinet assemby labor at same location | 498.95 | 10% | 452.4229
Vertiv | Digital Ecosystem | AD-RB | Rack Beacon | 93.5 | 10% | 84.7811
Vertiv | Digital Ecosystem | AD-S | Smoke sensor | 204 | 10% | 184.977
Vertiv | Digital Ecosystem | AD-SUSBC | Stationary USB camera | 280.5 | 10% | 254.3434
Vertiv | Digital Ecosystem | AD-TPUSBC | TILT & PAN USB CAMERA | 374 | 10% | 339.1245
Vertiv | IT Systems | ADX-1YGLD-IPIQ | Vertiv Avocent ADX IPIQ 1yr GLD HW Maintenance | 51 | 4.5% | 48.8134
Vertiv | IT Systems | ADX-1YGLD-IPSL | Vertiv Avocent ADX IPSL 1yr GLD HW Maintenance | 126.65 | 4.5% | 121.2199
Vertiv | IT Systems | ADX-1YGLD-IPUHD | Vertiv Avocent ADX IPUHD 1yr GLD HW Maintenance | 184.45 | 4.5% | 176.5417
Vertiv | IT Systems | ADX-1YGLD-MP1000 | Vertiv Avocent ADX MP1000 1yr GLD HW Maintenance | 1588.65 | 4.5% | 1520.5366
Vertiv | IT Systems | ADX-1YGLD-RM1048P | Vertiv Avocent ADX RM1048P 1yr GLD HW Maintenance | 1785 | 4.5% | 1708.4681
Vertiv | IT Systems | ADX-1YSLV-IPIQ | Vertiv Avocent ADX IPIQ 1yr SLV HW Maintenance | 34 | 4.5% | 32.5422
Vertiv | IT Systems | ADX-1YSLV-IPSL | Vertiv Avocent ADX IPSL 1yr SLV HW Maintenance | 84.15 | 4.5% | 80.5421
Vertiv | IT Systems | ADX-1YSLV-IPUHD | Vertiv Avocent ADX IPUHD 1yr SLV HW Maintenance | 123.25 | 4.5% | 117.9657
Vertiv | IT Systems | ADX-1YSLV-MP1000 | Vertiv Avocent ADX MP1000 1yr SLV HW Maintenance | 1059.1 | 4.5% | 1013.6911
Vertiv | IT Systems | ADX-1YSLV-RM1048P | Vertiv Avocent ADX RM1048P 1yr SLV HW Maintenance | 1190 | 4.5% | 1138.9787
Vertiv | IT Systems | ADX-2YGLD-IPIQ | Vertiv Avocent ADX IPIQ 2yr GLD HW Maintenance | 68 | 4.5% | 65.0845
Vertiv | IT Systems | ADX-2YGLD-IPSL | Vertiv Avocent ADX IPSL 2yr GLD HW Maintenance | 169.15 | 4.5% | 161.8977
Vertiv | IT Systems | ADX-2YGLD-IPUHD | Vertiv Avocent ADX IPUHD 2yr GLD HW Maintenance | 245.65 | 4.5% | 235.1178
Vertiv | IT Systems | ADX-2YGLD-MP1000 | Vertiv Avocent ADX MP1000 2yr GLD HW Maintenance | 2118.2 | 4.5% | 2027.3822
Vertiv | IT Systems | ADX-2YGLD-RM1048P | Vertiv Avocent ADX RM1048P 2yr GLD HW Maintenance | 2380 | 4.5% | 2277.9575
Vertiv | IT Systems | ADX-2YSLV-IPIQ | Vertiv Avocent ADX IPIQ 2yr SLV HW Maintenance | 51 | 4.5% | 48.8134
Vertiv | IT Systems | ADX-2YSLV-IPSL | Vertiv Avocent ADX IPSL 2yr SLV HW Maintenance | 126.65 | 4.5% | 121.2199
Vertiv | IT Systems | ADX-2YSLV-IPUHD | Vertiv Avocent ADX IPUHD 2yr SLV HW Maintenance | 184.45 | 4.5% | 176.5417
Vertiv | IT Systems | ADX-2YSLV-MP1000 | Vertiv Avocent ADX MP1000 2yr SLV HW Maintenance | 1588.65 | 4.5% | 1520.5366
Vertiv | IT Systems | ADX-2YSLV-RM1048P | Vertiv Avocent ADX RM1048P 2yr SLV HW Maintenance | 1785 | 4.5% | 1708.4681
Vertiv | IT Systems | ADX-4YGLD-IPIQ | Vertiv Avocent ADX IPIQ 4yr GLD HW Maintenance | 85 | 4.5% | 81.3556
Vertiv | IT Systems | ADX-4YGLD-IPSL | Vertiv Avocent ADX IPSL 4yr GLD HW Maintenance | 211.65 | 4.5% | 202.5755
Vertiv | IT Systems | ADX-4YGLD-IPUHD | Vertiv Avocent ADX IPUHD 4yr GLD HW Maintenance | 307.7 | 4.5% | 294.5074
Vertiv | IT Systems | ADX-4YGLD-MP1000 | Vertiv Avocent ADX MP1000 4yr GLD HW Maintenance | 2647.75 | 4.5% | 2534.2277
Vertiv | IT Systems | ADX-4YGLD-RM1048P | Vertiv Avocent ADX RM1048P 4yr GLD HW Maintenance | 2975 | 4.5% | 2847.4469
Vertiv | IT Systems | ADX-4YSLV-IPIQ | Vertiv Avocent ADX IPIQ 4yr SLV HW Maintenance | 68 | 4.5% | 65.0845
Vertiv | IT Systems | ADX-4YSLV-IPSL | Vertiv Avocent ADX IPSL 4yr SLV HW Maintenance | 169.15 | 4.5% | 161.8977
Vertiv | IT Systems | ADX-4YSLV-IPUHD | Vertiv Avocent ADX IPUHD 4yr SLV HW Maintenance | 245.65 | 4.5% | 235.1178
Vertiv | IT Systems | ADX-4YSLV-MP1000 | Vertiv Avocent ADX MP1000 4yr SLV HW Maintenance | 2118.2 | 4.5% | 2027.3822
Vertiv | IT Systems | ADX-4YSLV-RM1048P | Vertiv Avocent ADX RM1048P 4yr SLV HW Maintenance | 2380 | 4.5% | 2277.9575
Vertiv | IT Systems | ADX-5Y-FW-ADV-RM1048P | Vertiv Avocent ADX RM1048P 5yr Firmware Advanced Subscription | 5950 | 10% | 5395.1625
Vertiv | IT Systems | ADX-DP-400 | Vertiv Avocent ADX 4K Display Port Adapter | 199.75 | 10% | 181.1233
Vertiv | KVM & Serial | ADX-DSVS-HA-1YGLD | Avocent DSVS High Availability Subscription 1Y GLD | 1020 | 10% | 924.885
Vertiv | KVM & Serial | ADX-DSVS-HA-1YSLV | Avocent DSVS High Availability Subscription 1Y SLV | 850 | 10% | 770.7375
Vertiv | KVM & Serial | ADX-DSVS-HA-2YGLD | Avocent DSVS High Availability Subscription 2Y GLD | 1836 | 10% | 1664.793
Vertiv | KVM & Serial | ADX-DSVS-HA-2YSLV | Avocent DSVS High Availability Subscription 2Y SLV | 1530 | 10% | 1387.3275
Vertiv | IT Systems | ADX-HDMI-400 | Vertiv Avocent ADX 4K HDMI Adapter | 199.75 | 10% | 181.1233
Vertiv | IT Systems | ADX-IPIQ-400 | Vertiv Avocent ADX IPIQ IP KVM device | 373.15 | 10% | 338.3538
Vertiv | IT Systems | ADX-IPPS | Vertiv Avocent ADX Power Supply for IP modules | 226.1 | 10% | 205.0162
Vertiv | IT Systems | ADX-IPSL104-400 | Avocent ADX IPSL IP Serial Device 2 x RJ45 Serial, 2 x USB | 930.75 | 10% | 843.9576
Vertiv | IT Systems | ADX-IPUHD-400 | Vertiv Avocent ADX IPUHD 4K IP KVM device | 1351.5 | 10% | 1225.4726
Vertiv | IT Systems | ADX-MINIDP-400 | Vertiv Avocent ADX 4K Mini Display Port Adapter | 199.75 | 10% | 181.1233
Vertiv | IT Systems | ADX-MP1000DAC-400 | Vertiv Avocent ADX Management Platform | 11648.4 | 10% | 10562.1867
Vertiv | IT Systems | ADX-MP1000VA | Avocent ADX MP1000 Virtual Appliance Management Platform | 9345.75 | 10% | 8474.2588
Vertiv | IT Systems | ADX-MP-LIC-1000-1YGLD | Vertiv Avocent ADX MP1000 1000 license 1yr GLD | 7458.75 | 10% | 6763.2216
Vertiv | IT Systems | ADX-MP-LIC-1000-1YSLV | Vertiv Avocent ADX MP1000 1000 license 1yr SLV | 6060.5 | 10% | 5495.3584
Vertiv | IT Systems | ADX-MP-LIC-1000-2YGLD | Vertiv Avocent ADX MP1000 1000 license 2yr GLD | 12305.45 | 10% | 11157.9668
Vertiv | IT Systems | ADX-MP-LIC-1000-2YSLV | Vertiv Avocent ADX MP1000 1000 license 2yr SLV | 10907.2 | 10% | 9890.1036
Vertiv | IT Systems | ADX-MP-LIC-100-1YGLD | Vertiv Avocent ADX MP1000 100 license 1yr GLD | 2215.1 | 10% | 2008.5419
Vertiv | IT Systems | ADX-MP-LIC-100-1YSLV | Vertiv Avocent ADX MP1000 100 license 1yr SLV | 1750.15 | 10% | 1586.9485
Vertiv | IT Systems | ADX-MP-LIC-100-2YGLD | Vertiv Avocent ADX MP1000 100 license 2yr GLD | 3613.35 | 10% | 3276.4051
Vertiv | IT Systems | ADX-MP-LIC-100-2YSLV | Vertiv Avocent ADX MP1000 100 license 2yr SLV | 3147.55 | 10% | 2854.041
Vertiv | IT Systems | ADX-MP-LIC-2500-1YGLD | Vertiv Avocent ADX MP1000 2500 license 1yr GLD | 8972.6 | 10% | 8135.9051
Vertiv | IT Systems | ADX-MP-LIC-2500-1YSLV | Vertiv Avocent ADX MP1000 2500 license 1yr SLV | 7575.2 | 10% | 6868.8126
Vertiv | IT Systems | ADX-MP-LIC-2500-2YGLD | Vertiv Avocent ADX MP1000 2500 license 2yr GLD | 15031.4 | 10% | 13629.722
Vertiv | IT Systems | ADX-MP-LIC-2500-2YSLV | Vertiv Avocent ADX MP1000 2500 license 2yr SLV | 13634 | 10% | 12362.6295
Vertiv | IT Systems | ADX-MP-LIC-250-1YGLD | Vertiv Avocent ADX MP1000 250 license 1yr GLD | 3613.35 | 10% | 3276.4051
Vertiv | IT Systems | ADX-MP-LIC-250-1YSLV | Vertiv Avocent ADX MP1000 250 license 1yr SLV | 3147.55 | 10% | 2854.041
Vertiv | IT Systems | ADX-MP-LIC-250-2YGLD | Vertiv Avocent ADX MP1000 250 license 2yr GLD | 6131.05 | 10% | 5559.3296
Vertiv | IT Systems | ADX-MP-LIC-250-2YSLV | Vertiv Avocent ADX MP1000 250 license 2yr SLV | 5665.25 | 10% | 5136.9654
Vertiv | IT Systems | ADX-MP-LIC-5000-1YGLD | Vertiv Avocent ADX MP1000 5000 license 1yr GLD | 11885.55 | 10% | 10777.2225
Vertiv | IT Systems | ADX-MP-LIC-5000-1YSLV | Vertiv Avocent ADX MP1000 5000 license 1yr SLV | 10488.15 | 10% | 9510.13
Vertiv | IT Systems | ADX-MP-LIC-5000-2YGLD | Vertiv Avocent ADX MP1000 5000 license 2yr GLD | 20275.05 | 10% | 18384.4016
Vertiv | IT Systems | ADX-MP-LIC-5000-2YSLV | Vertiv Avocent ADX MP1000 5000 license 2yr SLV | 18876.8 | 10% | 17116.5384
Vertiv | IT Systems | ADX-MP-LIC-500-1YGLD | Vertiv Avocent ADX MP1000 500 license 1yr GLD | 4429.35 | 10% | 4016.3131
Vertiv | IT Systems | ADX-MP-LIC-500-1YSLV | Vertiv Avocent ADX MP1000 500 license 1yr SLV | 3730.65 | 10% | 3382.7669
Vertiv | IT Systems | ADX-MP-LIC-500-2YGLD | Vertiv Avocent ADX MP1000 500 license 2yr GLD | 7412.85 | 10% | 6721.6017
Vertiv | IT Systems | ADX-MP-LIC-500-2YSLV | Vertiv Avocent ADX MP1000 500 license 2yr SLV | 6715 | 10% | 6088.8263
Vertiv | IT Systems | ADX-MP-LIC-50-1YGLD | Vertiv Avocent ADX MP1000 50 license 1yr GLD | 1632.85 | 10% | 1480.5867
Vertiv | IT Systems | ADX-MP-LIC-50-1YSLV | Vertiv Avocent ADX MP1000 50 license 1yr SLV | 1166.2 | 10% | 1057.4519
Vertiv | IT Systems | ADX-MP-LIC-50-2YGLD | Vertiv Avocent ADX MP1000 50 license 2yr GLD | 2565.3 | 10% | 2326.0858
Vertiv | IT Systems | ADX-MP-LIC-50-2YSLV | Vertiv Avocent ADX MP1000 50 license 2yr SLV | 2099.5 | 10% | 1903.7216
Vertiv | IT Systems | ADX-MP-LIC-750-1YGLD | Vertiv Avocent ADX MP1000 750 license 1yr GLD | 5943.2 | 10% | 5388.9966
Vertiv | IT Systems | ADX-MP-LIC-750-1YSLV | Vertiv Avocent ADX MP1000 750 license 1yr SLV | 5244.5 | 10% | 4755.4504
Vertiv | IT Systems | ADX-MP-LIC-750-2YGLD | Vertiv Avocent ADX MP1000 750 license 2yr GLD | 10138.8 | 10% | 9193.3569
Vertiv | IT Systems | ADX-MP-LIC-750-2YSLV | Vertiv Avocent ADX MP1000 750 license 2yr SLV | 9440.1 | 10% | 8559.8107
Vertiv | IT Systems | ADX-RM1048PDAC-400 | Vertiv Avocent ADX Rack Manager, 48 PoE Ports | 13087.45 | 10% | 11867.0453
Vertiv | IT Systems | ADX-RMK-106 | Vertiv Avocent ADX 4K 1U Rack Mount Kit for IPUHD | 391.85 | 10% | 355.31
Vertiv | IT Systems | ADX-RMK-107 | Vertiv Avocent ADX 4K 21U Rack Mount kit for IPUHD | 447.1 | 10% | 405.4079
Vertiv | IT Systems | AFP0004 | 4 port Active Front Panel (AFP) remote KVM switch | 122.4 | 10% | 110.9862
Vertiv | IT Systems | AFP0008 | 8 port Active Front Panel (AFP) remote KVM switch | 159.8 | 10% | 144.8987
Vertiv | IT Systems | AFPSPLITTER | AFP Splitter for Matrix | 124.1 | 10% | 112.5277
Vertiv | Rack PDU | AM | Adjustable Mount rPDU Brackets (PAIR) | 11.9 | 10% | 10.7903
Vertiv | 1 Phase UPS | APS5KPWRMOD1 | Liebert APS Power Module (PM1), 208/120 VAC, 5 kVA / 4.5 kW | 5139.95 | 10% | 4660.6497
Vertiv | 1 Phase UPS | APS5KPWRMOD2 | Liebert APS Power Module (PM2), 230, 208 VAC, 5 kVA / 4.5 Kw | 4533.9 | 10% | 4111.1138
Vertiv | 1 Phase UPS | APSBATMODCU | Liebert APS Battery Module | 2630.75 | 10% | 2385.4326
Vertiv | 1 Phase UPS | APSCHRGRMOD | Liebert APS Charger Module | 1900.6 | 10% | 1723.3691
Vertiv | 1 Phase UPS | APSRACKKIT | Liebert APS Rack Mounting Kit | 918 | 10% | 832.3965
Vertiv | 1 PHASE UPS | AS3A0NCUGNNXLKB | APS 5kVA scalable to 15kVA N+1, 5M | 18255.45 | 10% | 16553.1293
Vertiv | 1 PHASE UPS | AS3A0NCVGNNXLKB | APS 5kVA scalable to 15kVA N+1, 15M | 19816.9 | 10% | 17968.9741
Vertiv | 1 Phase UPS | AS3B0NCVGNNXLKB | APS 10kVA scalable to 15kVA N+1, 5M | 22836.95 | 10% | 20707.4044
Vertiv | 1 PHASE UPS | AS3B0NCYGNNXLKB | APS 10kVA scalable to 15kVA N+1, 21M | 29786.55 | 10% | 27008.9542
Vertiv | 1 PHASE UPS | AS3C0NCWGNNXLKB | APS 15kVA scalable to 15kVA N+1, 5M | 27419.3 | 10% | 24862.4503
Vertiv | 1 Phase UPS | AS3C0NCXGNNXLKB | APS 15kVA scalable to 15kVA N+1, 8M | 28974.8 | 10% | 26272.8999
Vertiv | IT Systems | AS400ADPT | AS/400 ADAPTER HOOD KIT | 58.65 | 10% | 53.1809
Vertiv | 1 PHASE UPS | AS4A0NCUGNNXLKB | APS 5kVA scalable to 20kVA N+1, 5M | 21082.55 | 10% | 19116.6022
Vertiv | 1 PHASE UPS | AS4A0NCVGNNXLKB | APS 5kVA scalable to 20kVA N+1, 15M | 22637.2 | 10% | 20526.2811
Vertiv | 1 PHASE UPS | AS4B0NCVGNNXLKB | APS 10kVA scalable to 20kVA N+1, 5M | 25663.2 | 10% | 23270.1066
Vertiv | 1 PHASE UPS | AS4B0NCYGNNXLKB | APS 10kVA scalable to 20kVA N+1, 21M | 30330.55 | 10% | 27502.2262
Vertiv | 1 PHASE UPS | AS4C0NCJGNNXLKB | APS 15kVA scalable to 20kVA N+1, 15M | 34912.05 | 10% | 31656.5013
Vertiv | 1 PHASE UPS | AS4C0NCWGNNXLKB | APS 15kVA scalable to 20kVA N+1, 5M | 30324.6 | 10% | 27496.8311
Vertiv | 1 PHASE UPS | AS4D0NCJGNNXLKB | APS 20kVA scalable to 20kVA N+1, 10M | 37938.05 | 10% | 34400.3268
Vertiv | 1 Phase UPS | AS4D0NCXGNNXLKB | APS 20kVA scalable to 20kVA N+1, 5M | 34821.95 | 10% | 31574.8032
Vertiv | 1 PHASE UPS | AS5A0NCUGNNXLKB | APS 5kVA scalable to 15kVA N+1, 5M | 11481.8 | 10% | 10411.1221
Vertiv | 1 Phase UPS | AS5A0NCVGNNXLKB | APS 5kVA scalable to 15kVA N+1, 15M | 12886.85 | 10% | 11685.1512
Vertiv | 1 Phase UPS | AS5B0NCVGNNXLKB | APS 10kVA scalable to 15kVA N+1, 5M | 16095.6 | 10% | 14594.6853
Vertiv | 1 Phase UPS | AS5B0NCXGNNXLKB | APS 10kVA scalable to 15kVA N+1, 16M | 18896.35 | 10% | 17134.2654
Vertiv | 1 Phase UPS | AS5C0NCWGNNXLKB | APS 15kVA scalable to 15kVA N+1, 5M | 20707.7 | 10% | 18776.707
Vertiv | 1 PHASE UPS | AS6A0NCUGNNXLKB | APS 5kVA scalable to 20kVA N+1, 5M | 14562.2 | 10% | 13204.2749
Vertiv | 1 PHASE UPS | AS6A0NCVGNNXLKB | APS 5kVA scalable to 20kVA N+1, 15M | 15967.25 | 10% | 14478.3039
Vertiv | 1 PHASE UPS | AS6B0NCVGNNXLKB | APS 10kVA scalable to 20kVA N+1, 5M | 19174.3 | 10% | 17386.2965
Vertiv | 1 Phase UPS | AS6B0NCWGNNXLKB | APS 10kVA scalable to 20kVA N+1, 16M | 20579.35 | 10% | 18660.3256
Vertiv | 1 Phase UPS | AS6B0NCYGNNXLKB | APS 10kVA scalable to 20kVA N+1, 21M | 23382.65 | 10% | 21202.2179
Vertiv | 1 Phase UPS | AS6C0NCJGNNXLKB | APS 15kVA scalable to 20kVA N+1, 16M | 26437.55 | 10% | 23972.2485
Vertiv | 1 Phase UPS | AS6C0NCWGNNXLKB | APS 15kVA scalable to 20kVA N+1, 5M | 23788.1 | 10% | 21569.8597
Vertiv | 1 PHASE UPS | AS6D0NCJGNNXLKB | APS 20kVA scalable to 20kVA N+1, 10M 20kVA/18.0kW LLNG 208/120V, 10M | 31201.8 | 10% | 28292.2321
Vertiv | 1 PHASE UPS | AS6D0NCXGNNXLKB | APS 20kVA scalable to 20kVA N+1, 5M | 28399.35 | 10% | 25751.1106
Vertiv | 1 Phase UPS | ASMBCR2GUNNXFGI | APS Maintenance Bypass Cabinet (50A) 8kVA;2 POD Ports | 3970.35 | 10% | 3600.1149
Vertiv | 1 Phase UPS | ASMBCRGGUNNXFGI | APS Maintenance Bypass Cabinet (63A) 10kVA;2 POD Ports | 3019.2 | 10% | 2737.6596
Vertiv | 1 Phase UPS | ASMBCRWGUNNXFGI | APS Maintenance Bypass Cabinet (50A) 8kVA;2 POD Ports | 2885.75 | 10% | 2616.6538
Vertiv | IT Systems | AV3108-400 | 8 port AutoView KVM with 1 local and 1 remote users, VM and CAC, TAA | 1089.7 | 10% | 988.0855
Vertiv | IT Systems | AV3216-400 | 16 port AutoView KVM with 2 local and 1 remote users, VM and CAC, TAA | 1451.8 | 10% | 1316.4196
Vertiv | 1 Phase UPS | BLANKPLATEKIT | BLANK PLATE FIELDKIT | 19.55 | 10% | 17.727
Vertiv | Vertiv Services | BOLT-REDEL | Redelivery - Bolt-on | 410.55 | 4.5% | 392.9477
Vertiv | Vertiv Services | BOLT-SITEVISIT | SITE Visit - Bolt-on | 828.75 | 4.5% | 793.2173
Vertiv | Vertiv Services | BOLT-SNMAP | SN Sensor Mapping - Bolt-on | 821.1 | 4.5% | 785.8953
Vertiv | IT Systems | CAB0036 | RJ45 to DB9F cross cable | 18.7 | 10% | 16.9562
Vertiv | IT Systems | CBL0084 | DUAL DVI-D USB CABLE AUDIO 6 FOOT | 125.8 | 10% | 114.0691
Vertiv | IT Systems | CBL0086 | USB keyboard & mouse & DVI-D video cable & audio - 3 ft | 110.5 | 10% | 100.1959
Vertiv | IT Systems | CBL0087 | USB keyboard & mouse & VGA video cable & audio - 3 ft | 102 | 10% | 92.4885
Vertiv | IT Systems | CBL0088 | USB keyboard & mouse & VGA video cable & audio - 6 ft | 110.5 | 10% | 100.1959
Vertiv | IT Systems | CBL0098 | CABLE ASSY, 2-DVI-I/1-USB/1-AUDIO, 6FT | 125.8 | 10% | 114.0691
Vertiv | IT Systems | CBL0102 | CABLE, 1-DISPLAYPORT/1-USB/1-AUDIO, 6FT | 56.1 | 10% | 50.8687
Vertiv | IT Systems | CBL0103 | CABLE, 1-DISPLAYPORT/1-USB/1-AUDIO, 10FT | 57.8 | 10% | 52.4101
Vertiv | IT Systems | CBL0104 | CABLE, 1-DISPLAYPORT/2-USB/1-AUDIO, 6FT | 73.1 | 10% | 66.2834
Vertiv | IT Systems | CBL0105 | CABLE, 1-DISPLAYPORT/2-USB/1-AUDIO, 10FT | 73.1 | 10% | 66.2834
Vertiv | IT Systems | CBL0106 | CABLE, 2-DISPLAYPORT/1-USB/1-AUDIO, 6FT | 99.45 | 10% | 90.1763
Vertiv | IT Systems | CBL0107 | CABLE, 2-DISPLAYPORT/1-USB/1-AUDIO, 10FT | 96.05 | 10% | 87.0933
Vertiv | IT Systems | CBL0108 | CABLE, 2-DISPLAYPORT/2-USB/1-AUDIO, 6FT | 107.1 | 10% | 97.1129
Vertiv | IT Systems | CBL0109 | CABLE, 2-DISPLAYPORT/2-USB/1-AUDIO, 10FT | 103.7 | 10% | 94.03
Vertiv | IT Systems | CBL0110 | CABLE ASSY, 1-HDMI/1-USB/1-AUDIO, 6FT | 37.4 | 10% | 33.9124
Vertiv | IT Systems | CBL0111 | CABLE ASSY, 1-HDMI/1-USB/1-AUDIO, 10FT | 56.1 | 10% | 50.8687
Vertiv | IT Systems | CBL0112 | CABLE ASSY, 1-HDMI/2-USB/1-AUDIO, 6FT | 45.9 | 10% | 41.6198
Vertiv | IT Systems | CBL0113 | CABLE ASSY, 1-HDMI/2-USB/1-AUDIO, 10FT | 62.9 | 10% | 57.0346
Vertiv | IT Systems | CBL0114 | CABLE ASSY, 2-HDMI/1-USB/1-AUDIO, 6FT | 56.1 | 10% | 50.8687
Vertiv | IT Systems | CBL0115 | CABLE ASSY, 2-HDMI/1-USB/1-AUDIO, 10FT | 73.1 | 10% | 66.2834
Vertiv | IT Systems | CBL0116 | CABLE ASSY, 2-HDMI/2-USB/1-AUDIO, 6FT | 62.9 | 10% | 57.0346
Vertiv | IT Systems | CBL0117 | CABLE ASSY, 2-HDMI/2-USB/1-AUDIO, 10FT | 81.6 | 10% | 73.9908
Vertiv | IT Systems | CBL0118 | CABLE ASSY, 1-DVI-I/1-USB/2-AUDIO, 6FT | 62.9 | 10% | 57.0346
Vertiv | IT Systems | CBL0119 | CABLE ASSY, 1-DVI-I/1-USB/2-AUDIO, 10FT | 73.1 | 10% | 66.2834
Vertiv | IT Systems | CBL0120 | CABLE ASSY, 2-DVI-I/1-USB/2-AUDIO, 6FT | 90.1 | 10% | 81.6982
Vertiv | IT Systems | CBL0121 | CABLE ASSY, 2-DVI-I/1-USB/2-AUDIO, 10FT | 107.1 | 10% | 97.1129
Vertiv | IT Systems | CBL0122 | CABLE, 1-DISPLAYPORT/1-USB/2-AUDIO, 6FT | 62.9 | 10% | 57.0346
Vertiv | IT Systems | CBL0124 | CABLE, 2-DISPLAYPORT/1-USB/2-AUDIO, 6FT | 99.45 | 10% | 90.1763
Vertiv | IT Systems | CBL0126 | CABLE ASSY, 1-HDMI/1-USB/2-AUDIO, 6FT | 45.9 | 10% | 41.6198
Vertiv | IT Systems | CBL0127 | CABLE ASSY, 1-HDMI/1-USB/2-AUDIO, 10FT | 62.9 | 10% | 57.0346
Vertiv | IT Systems | CBL0128 | CABLE ASSY, 2-HDMI/1-USB/2-AUDIO, 6FT | 62.9 | 10% | 57.0346
Vertiv | IT Systems | CBL0129 | CABLE ASSY, 2-HDMI/1-USB/2-AUDIO, 10FT | 90.1 | 10% | 81.6982
Vertiv | IT Systems | CBL0130 | CABLE ASSY, 1-USB/1-AUDIO, 6FT | 30.6 | 10% | 27.7466
Vertiv | IT Systems | CBL0131 | CABLE ASSY, 1-USB/1-AUDIO, 10FT | 37.4 | 10% | 33.9124
Vertiv | IT Systems | CBL0132 | CABLE ASSY, 2-USB/1-AUDIO, 6FT | 30.6 | 10% | 27.7466
Vertiv | IT Systems | CBL0133 | CABLE ASSY, 2-USB/1-AUDIO, 10FT | 37.4 | 10% | 33.9124
Vertiv | IT Systems | CBL0134 | CABLE ASSY, 1-USB/2-AUDIO, 6FT | 30.6 | 10% | 27.7466
Vertiv | IT Systems | CBL0135 | CABLE ASSY, 1-USB/2-AUDIO, 10 FT | 37.4 | 10% | 33.9124
Vertiv | IT Systems | CBL0143 | 2M 3PIN LOCKABLE 12V POWER | 66.3 | 10% | 60.1175
Vertiv | IT Systems | CBL0146 | DVI-D Cable, USB, AUDIO, DPP - 6FT | 56.1 | 10% | 50.8687
Vertiv | IT Systems | CBL0147 | DVI-D Cable, USB, AUDIO, DPP - 10FT | 73.1 | 10% | 66.2834
Vertiv | IT Systems | CBL0148 | DH DVI-D Cable, USB, AUDIO, DPP - 6FT | 81.6 | 10% | 73.9908
Vertiv | IT Systems | CBL0149 | DH DVI-D Cable, USB, AUDIO, DPP - 10FT | 99.45 | 10% | 90.1763
Vertiv | IT Systems | CBL0150 | DVI-D Cable, USB, AUDIO - 6FT | 56.1 | 10% | 50.8687
Vertiv | IT Systems | CBL0151 | DVI-D Cable, USB, AUDIO - 10FT | 63.75 | 10% | 57.8053
Vertiv | IT Systems | CBL0152 | DH DVI-D Cable, USB, AUDIO - 6FT | 73.1 | 10% | 66.2834
Vertiv | IT Systems | CBL0153 | DH DVI-D Cable, USB, AUDIO - 10FT | 90.1 | 10% | 81.6982
Vertiv | IT Systems | CBL0162 | CABLE, 1-DVI-D/1-HDMI/1-USB/1-AUD, 6FT | 45.9 | 10% | 41.6198
Vertiv | IT Systems | CBL0164 | CABLE, 1-DVI-D/1-HDMI/2-USB/1-AUD, 6FT | 56.1 | 10% | 50.8687
Vertiv | IT Systems | CBL0166 | CABLE, 2-DVI-D/2-HDMI/1-USB/1-AUD, 6FT | 62.9 | 10% | 57.0346
Vertiv | IT Systems | CBL0168 | CABLE, 2-DVI-D/2-HDMI/2-USB/1-AUD, 6FT | 73.1 | 10% | 66.2834
Vertiv | IT Systems | CBL0176 | USB-B 2.0 Female to Male USB-B Cable for use with HMX, AMX, Matrix | 43.35 | 10% | 39.3076
Vertiv | IT Systems | CBL0178 | CABLE, 1 DVI-D/1 DISPLAYPORT/1 USB/1 AUDIO, 6FT | 81.6 | 10% | 73.9908
Vertiv | IT Systems | CBL0179 | CABLE, 1 DVI-D/1 DISPLAYPORT/2 USB/1 AUDIO, 6FT | 90.1 | 10% | 81.6982
Vertiv | IT Systems | CBL0181 | SFIQ with 12-in USB A to Micro USB B | 8.5 | 10% | 7.7074
Vertiv | IT Systems | CBL0182 | SFIQ with 18-in USB A to Micro USB B | 8.5 | 10% | 7.7074
Vertiv | IT Systems | CBL0183 | SFIQ with 30-in USB A to Micro USB B | 8.5 | 10% | 7.7074
Vertiv | IT Systems | CBL0188T | 6ft DP/DP Video only Cable | 60.35 | 10% | 54.7224
Vertiv | IT Systems | CBL0189T | 6ft HDMI/HDMI video Only cable | 48.45 | 10% | 43.932
Vertiv | IT Systems | CBL0190T | 6FT DVID/DVID VIDEO ONLY CABLE | 52.7 | 10% | 47.7857
Vertiv | IT Systems | CBL0191T | 6FT DVID/HDMI VIDEO ONLY CABLE | 48.45 | 10% | 43.932
Vertiv | IT Systems | CBL0194T | 10FT MINIDP TO DP SH WITH DPP | 140.25 | 10% | 127.1717
Vertiv | IT Systems | CBL0195T | 10FT MINIDP TO DP DH WITH DPP | 196.35 | 10% | 178.0404
Vertiv | IT Systems | CBL0196 | 10ft 1-DVI-D/1-HDMI/1-USB/2-AUDIO (SH) | 90.95 | 10% | 82.4689
Vertiv | IT Systems | CBL0197 | 10ft 2-DVI-D/2-HDMI/1-USB/2-AUDIO (DH) | 127.5 | 10% | 115.6106
Vertiv | IT Systems | CBL0198 | 10ft 1-DISPLAYPORT TO 1-MINI DISPLAYPORT/1-USB/2-AUDIO | 96.9 | 10% | 87.8641
Vertiv | IT Systems | CBL0199 | 10 ft 2-DISPLAYPORT TO 2-MINI DISPLAYPORT/1-USB/2-AUDIO | 140.25 | 10% | 127.1717
Vertiv | Vertiv Services | DAPRPDU-GE1 | Distribution Assr Pkg Vertiv VP R-PDU SNGL | 1358.3 | 4.5% | 1300.0629
Vertiv | Vertiv Services | DAPRPDU-GERMV1 | Distribution Assr Vertiv VP R-PDU SNGL RMV | 1592.05 | 4.5% | 1523.7909
Vertiv | Vertiv Services | DAPRPDU-GERMVX | Distribution Assr Vertiv VP R-PDU MULT RMV | 1372.75 | 4.5% | 1313.8933
Vertiv | Vertiv Services | DAPRPDU-GEX | Distribution Assr Pkg Vertiv VP R-PDU MULT | 1017.45 | 4.5% | 973.8268
Vertiv | Racks | DCE-LOCKSP | DCE- LOCKSP Great Lakes Custom Lock | 202.3 | 10% | 183.4355
Vertiv | Vertiv Services | DEP-RPDU-MNTRD | Distribution Emergency Package for Monitored rPDU | 125.8 | 4.5% | 120.4063
Vertiv | Vertiv Services | DEP-RPDU-NMNTRD | Distribution Emergency Package for non-Monitored rPDU | 64.6 | 4.5% | 61.8303
Vertiv | IT Systems | DMK-08 | Desk Mount Kit for Matrix Receiver | 107.1 | 10% | 97.1129
Vertiv | IT Systems | DMK-09 | Desk Mount Kit for SC800/SC900 KVM | 63.75 | 10% | 57.8053
Vertiv | IT Systems | DSAVIQ-PS2M | Virtual Media server interface module for USB 2.0 w/ 20in cable, required for AutoView & MergePoint Unity switches. | 188.7 | 10% | 171.1037
Vertiv | Racks | E10013 | Standard Key Lock Handle – Keyed 1333 (Qty 1) | 45.9 | 10% | 41.6198
Vertiv | IT Systems | E1013 | Bolt Down Kit Internal/External with Casters | 104.13 | 10% | 94.4199
Vertiv | IT Systems | E1016 | 1000W TROUGH ROOF MOUNTING | 339.19 | 10% | 307.5605
Vertiv | Racks | E11013 | Combination Lock Handle (Qty 1) | 199.75 | 10% | 181.1233
Vertiv | Racks | E11015 | Front to Rear Lacing Bar 1100D Rack (1Kit) | 153.09 | 10% | 138.8144
Vertiv | IT Systems | E112009 | 1000W X 1200D STANDARD TOP PANEL SHIP LOOSE | 618.46 | 10% | 560.7886
Vertiv | IT Systems | E112010 | 1000W X 1200D CHIMNEY TOP PANEL SHIP LOOSE | 649.83 | 10% | 589.2334
Vertiv | IT Systems | E112015 | FRONT TO REAR CABLE TROUGH 1000W X 1200D | 395.63 | 10% | 358.7375
Vertiv | Racks | E12013 | Key Set, For Standard Key Lock Handle and Side Panels, Key 1333 (Qty 4) | 28.05 | 10% | 25.4343
Vertiv | Racks | E12015 | Front to Rear Lacing Bar 1200D Rack (1 Kit) | 180.92 | 10% | 164.0492
Vertiv | IT Systems | E17013 | 1000W DCE CASTER KIT | 895.69 | 10% | 812.1669
Vertiv | Racks | E1832014 | 18”-32” Height Adjustable Chimney, 23 7/8”W x 14 5/16” deep | 1282.32 | 10% | 1162.7437
Vertiv | Racks | E19017 | 19” Rackmount Copper Bus Bar | 263.43 | 10% | 238.8652
Vertiv | IT Systems | E2013 | DCE RACK | 121.55 | 10% | 110.2155
Vertiv | Racks | E24012 | 24U PDU/Cable Mgt Brackets; Qty 2 Per Kit-RAL 7021 | 182.75 | 10% | 165.7086
Vertiv | Racks | E24017 | Copper Bus Bar for 24U DCE Rack (1Kit) | 372.77 | 10% | 338.0092
Vertiv | Racks | E241107S | 24U X 1100D Standard Single Side Panel(Qty 1 Encloses one side of Rack) RAL 7021 Black | 277.05 | 10% | 251.2151
Vertiv | Racks | E246011 | 24U X 600W 19” Mounting Rails; Qty 2 Per Kit-RAL 7021 | 334 | 10% | 302.8545
Vertiv | Racks | E24602P | 24U X 600W Single Perforated Door – RAL 7021 | 1106.38 | 10% | 1003.2101
Vertiv | Racks | E24603P | 24U X 600W Split Perforated Doors– RAL 7021 | 1106.38 | 10% | 1003.2101
Vertiv | Racks | E24611 | DCE Rack 24U 1200mm (47.2”)H x 600mm (23.62”)W x 1100mm (43.3”)D with (1) 77% Perforated Locking Front Door, (2) 77% Perforated Split Locking Rear Doors, Single Locking Side Panels, Top Panel, Casters and Leveling Feet, (2) Full Height PDU/Cable Mgt Brackets, (1) Baying Kit, (50) M6 Cage Nuts and Screws, Color RAL 7021 Black | 7633.29 | 10% | 6921.4857
Vertiv | IT Systems | E26013 | DCE Anchor Kit, Internal, 600W w/o casters | 1015.75 | 10% | 921.0313
Vertiv | IT Systems | E27013 | DCE Anchor Kit, Internal, 700W w/o casters | 1015.75 | 10% | 921.0313
Vertiv | IT Systems | E28013 | DCE Anchor Kit, Internal, 800W w/o casters | 1056.38 | 10% | 957.8726
Vertiv | Racks | E3246014 | 32”-46” Height Adjustable Chimney, 23 7/8”W x 14 5/16” deep | 1590.48 | 10% | 1442.1677
Vertiv | IT Systems | E36013 | DCE Anchor Kit, External, 600W w/casters | 775.71 | 10% | 703.375
Vertiv | IT Systems | E37013 | DCE Anchor Kit, External, 700W w/casters | 805.55 | 10% | 730.4325
Vertiv | IT Systems | E38013 | DCE Anchor Kit, External, 800W w/ casters | 835.38 | 10% | 757.4808
Vertiv | Racks | E4013 | Baying Gasket Kit | 184.4 | 10% | 167.2047
Vertiv | Racks | E42012 | 42U PDU/Cable Mgt Brackets; Qty 2 Per Kit-RAL 7021 | 229.63 | 10% | 208.217
Vertiv | Racks | E42017 | Copper Bus Bar for 42U DCE Rack (1 Kit) | 576.55 | 10% | 522.7867
Vertiv | IT Systems | E421011 | 42U X 1000W 19" RAILS | 1242.02 | 10% | 1126.2016
Vertiv | IT Systems | E42103P | 42U X 1000W SPLIT PERFORATED DOORS-SHIP LOOSE | 2220.09 | 10% | 2013.0666
Vertiv | IT Systems | E42105S | 42U X 1000W SPLIT SOLID REAR DOORS SHIP LOOSE | 1811.72 | 10% | 1642.7771
Vertiv | Racks | E421107S | 42U X 1100D Standard Split Side Panels (Qty 2 Encloses one side of Rack) RAL 7021 Black | 554.09 | 10% | 502.4211
Vertiv | Racks | E421108C | 42U X 1100D Cable Entry Split Side Panels w/Brush kits installed (Qty 2 Encloses one side of Rack) – RAL 7021 Up to 6 week lead time | 837.58 | 10% | 759.4757
Vertiv | IT Systems | E42112 | 42U X 1000W X 1200D DCE PRECONFIGURED RACK | 14549.45 | 10% | 13192.7138
Vertiv | Racks | E421207S | 42U X 1200D Standard Split Side Panels (Qty 2 Encloses one side of Rack) RAL 7021 Black | 560.53 | 10% | 508.2606
Vertiv | Racks | E421208C | 42U X 1200D Cable Entry Split Side Panels w/Brush kits installed (Qty 2 Encloses one side of Rack) – RAL 7021 Up to 6 week lead time | 850.46 | 10% | 771.1546
Vertiv | Racks | E426011 | 42U X 600W 19” Mounting Rails; Qty 2 Per Kit-RAL 7021 | 410.55 | 10% | 372.2662
Vertiv | Racks | E42602P | 42U X 600W Single Perforated Door – RAL 7021 | 1217.71 | 10% | 1104.1585
Vertiv | Racks | E42603P | 42U X 600W Split Perforated Doors– RAL 7021 | 1336 | 10% | 1211.418
Vertiv | Racks | E42605S | 42U X 600W Split Solid Doors– RAL 7021 Up to 6 week lead time | 1287.3 | 10% | 1167.2593
Vertiv | Racks | E42611 | DCE Rack 42U 2000mm (78.74”)H x 600mm (23.62”)W x 1100mm (43.3”)D with (1) 77% Perforated Locking Front Door, (2) 77% Perforated Split Locking Rear Doors, Split Locking Side Panels, Top Panel, Casters and Leveling Feet, (2) Full Height PDU/Cable Mgt Brackets, (1) Baying Kit, (50) M6 Cage Nuts and Screws, Color RAL 7021 Black | 8597.75 | 10% | 7796.0098
Vertiv | Racks | E426112DR | 42U X 600W X 1100D 2DR DCR COLO RACK | 15169.16 | 10% | 13754.6358
Vertiv | Racks | E42612 | DCE Rack 42U 2000mm (78.74”)H x 600mm (23.62”)W x 1200mm (47.24”)D with (1) 77% Perforated Locking Front Door, (2) 77% Perforated Split Locking Rear Doors, Split Locking Side Panels, Top Panel, Casters and Leveling Feet, (2) Full Height PDU/Cable Mgt Brackets, (1) Baying Kit, (50) M6 Cage Nuts and Screws, Color RAL 7021 Black | 9379.84 | 10% | 8505.1699
Vertiv | Racks | E427011 | 42U X 700W 19” Mounting Rails; Qty 2 Per Kit-RAL 7021 | 417.51 | 10% | 378.5772
Vertiv | Racks | E427014 | 42U X 700W Vertical Airflow Baffle with Brush Kit (1 Set) | 1043.75 | 10% | 946.4203
Vertiv | Racks | E42702P | 42U X 700W Single Perforated Door – RAL 7021 | 1238.58 | 10% | 1123.0824
Vertiv | Racks | E42703P | 42U X 700W Split Perforated Doors– RAL 7021 | 1356.88 | 10% | 1230.3509
Vertiv | Racks | E42705S | 42U X 700W Split Solid Doors– RAL 7021 Up to 6 week lead time | 1308.17 | 10% | 1186.1831
Vertiv | Racks | E42711 | DCE Rack 42U 2000mm (78.74”)H x 700mm (27.55”)W x 1100mm (43.3”)D with (1) 77% Perforated Locking Front Door, (2) 77% Perforated Split Locking Rear Doors, Split Locking Side Panels, Top Panel, Casters and Leveling Feet, (2) Full Height PDU/Cable Mgt Brackets, (1) Baying Kit, (50) M6 Cage Nuts and Screws, Color RAL 7021 Black | 9407.67 | 10% | 8530.4048
Vertiv | Racks | E42712 | DCE Rack 42U 2000mm (78.74”)H x 700mm (27.55”)W x 1200mm (47.24”)D with (1) 77% Perforated Locking Front Door, (2) 77% Perforated Split Locking Rear Doors, Split Locking Side Panels, Top Panel, Casters and Leveling Feet, (2) Full Height PDU/Cable Mgt Brackets, (1) Baying Kit, (50) M6 Cage Nuts and Screws, Color RAL 7021 Black | 9505.08 | 10% | 8618.7313
Vertiv | Racks | E428011 | 42U X 800W 19” Mounting Rails; Qty 2 Per Kit-RAL 7021 | 424.46 | 10% | 384.8791
Vertiv | Racks | E428014 | 42U X 800W Vertical Airflow Baffle with Brush Kit (1 Set) | 1057.67 | 10% | 959.0423
Vertiv | Racks | E42802P | 42U X 800W Single Perforated Door – RAL 7021 | 1252.5 | 10% | 1135.7044
Vertiv | Racks | E42803P | 42U X 800W Split Perforated Doors– RAL 7021 | 1370.8 | 10% | 1242.9729
Vertiv | Racks | E42805S | 42U X 800W Split Solid Doors– RAL 7021 Up to 6 week lead time | 1322.09 | 10% | 1198.8051
Vertiv | Racks | E42811 | DCE Rack 42U 2000mm (78.74”)H x 800mm (31.49”)W x 1100mm (43.3”)D with (1) 77% Perforated Locking Front Door, (2) 77% Perforated Split Locking Rear Doors, Split Locking Side Panels, Top Panel, Casters and Leveling Feet, (2) Full Height PDU/Cable Mgt Brackets, (1) Baying Kit, (50) M6 Cage Nuts and Screws, Color RAL 7021 Black | 9623.37 | 10% | 8725.9907
Vertiv | Racks | E42812 | DCE Rack 42U 2000mm (78.74”)H x 800mm (31.49”)W x 1200mm (47.24”)D with (1) 77% Perforated Locking Front Door, (2) 77% Perforated Split Locking Rear Doors, Split Locking Side Panels, Top Panel, Casters and Leveling Feet, (2) Full Height PDU/Cable Mgt Brackets, (1) Baying Kit, (50) M6 Cage Nuts and Screws, Color RAL 7021Black | 9769.5 | 10% | 8858.4941
Vertiv | Racks | E45012 | 45U PDU/Cable Mgt Brackets; Qty 2 Per Kit-RAL 7021 | 243.55 | 10% | 220.839
Vertiv | Racks | E45017 | Copper Bus Bar for 45U/48U DCE Rack (1 Kit) | 576.55 | 10% | 522.7867
Vertiv | IT Systems | E451011 | 45U X 1000W 19" RAIL | 1318.56 | 10% | 1195.6043
Vertiv | IT Systems | E45105S | 45U X 1000W SPLIT SOLID DOORS SHIP LOOSE | 1866.29 | 10% | 1692.2585
Vertiv | Racks | E451107S | 45U X 1100D Standard Split Side Panels (Qty 2 Encloses one side of Rack) RAL 7021 Black | 554.09 | 10% | 502.4211
Vertiv | Racks | E451108C | 45U X 1100D Cable Entry Split Side Panels w/Brush kits installed (Qty 2 Encloses one side of Rack) – RAL 7021 Up to 6 week lead time | 850.46 | 10% | 771.1546
Vertiv | IT Systems | E45112 | 45U X 1000W X 1200D DCE PRECONFIGURED RACK | 13396.68 | 10% | 12147.4396
Vertiv | Racks | E451207S | 45U X 1200D Standard Split Side Panels (Qty 2 Encloses one side of Rack) RAL 7021 Black | 560.53 | 10% | 508.2606
Vertiv | Racks | E451208C | 45U X 1200D Cable Entry Split Side Panels w/Brush kits installed (Qty 2 Encloses one side of Rack) – RAL 7021 Up to 6 week lead time | 869.79 | 10% | 788.6821
Vertiv | Racks | E456011 | 45U X 600W 19” Mounting Rails; Qty 2 Per Kit-RAL 7021 | 417.51 | 10% | 378.5772
Vertiv | Racks | E45602P | 45U X 600W Single Perforated Door – RAL 7021 | 1245.54 | 10% | 1129.3934
Vertiv | Racks | E45603P | 45U X 600W Split Perforated Doors– RAL 7021 | 1349.92 | 10% | 1224.04
Vertiv | Racks | E45605S | 45U X 600W Split Solid Doors– RAL 7021 Up to 6 week lead time | 1301.21 | 10% | 1179.8722
Vertiv | Racks | E45611 | DCE Rack 45U 2136mm (84.0”)H x 600mm (23.62”)W x 1100mm (43.3”)D with (1) 77% Perforated Locking Front Door, (2) 77% Perforated Split Locking Rear Doors, Split Locking Side Panels, Top Panel, Casters and Leveling Feet, (2) Full Height PDU/Cable Mgt Brackets, (1) Baying Kit, (50) M6 Cage Nuts and Screws, Color RAL 7021 Black | 9442.46 | 10% | 8561.9506
Vertiv | Racks | E45612 | DCE Rack 45U 2136mm (84.0”)H x 600mm (23.62”)W x 1200mm (47.24”)D with (1) 77% Perforated Locking Front Door, (2) 77% Perforated Split Locking Rear Doors, Split Locking Side Panels, Top Panel, Casters and Leveling Feet, (2) Full Height PDU/Cable Mgt Brackets, (1) Baying Kit, (50) M6 Cage Nuts and Screws, Color RAL 7021 Black | 9630.33 | 10% | 8732.3017
Vertiv | Racks | E457011 | 45U X 700W 19” Mounting Rails; Qty 2 Per Kit-RAL 7021 | 403.75 | 10% | 366.1003
Vertiv | Racks | E457014 | 45U X 700W Vertical Airflow Baffle with Brush Kit (1 Set) | 1057.67 | 10% | 959.0423
Vertiv | Racks | E45702P | 45U X 700W Single Perforated Door– RAL 7021 | 1266.42 | 10% | 1148.3263
Vertiv | Racks | E45703P | 45U X 700W Split Perforated Doors– RAL 7021 | 1363.84 | 10% | 1236.6619
Vertiv | Racks | E45705S | 45U X 700W Split Solid Doors– RAL 7021 Up to 6 week lead time | 1315.13 | 10% | 1192.4941
Vertiv | Racks | E45711 | DCE Rack 45U 2136mm (84.0”)H x 700mm (27.55”)W x 1100mm (43.3”)D with (1) 77% Perforated Locking Front Door, (2) 77% Perforated Split Locking Rear Doors, Split Locking Side Panels, Top Panel, Casters and Leveling Feet, (2) Full Height PDU/Cable Mgt Brackets, (1) Baying Kit, (50) M6 Cage Nuts and Screws, Color RAL 7021 Black | 9755.58 | 10% | 8845.8722
Vertiv | Racks | E45712 | DCE Rack 45U 2136mm (84.0”)H x 700mm (27.55”)W x 1200mm (47.24”)D with (1) 77% Perforated Locking Front Door, (2) 77% Perforated Split Locking Rear Doors, Split Locking Side Panels, Top Panel, Casters and Leveling Feet, (2) Full Height PDU/Cable Mgt Brackets, (1) Baying Kit, (50) M6 Cage Nuts and Screws, Color RAL 7021 Black | 9908.67 | 10% | 8984.6865
Vertiv | Racks | E458011 | 45U X 800W 19” Mounting Rails; Qty 2 Per Kit-RAL 7021 | 283.05 | 10% | 256.6556
Vertiv | Racks | E458014 | 45U X 800W Vertical Airflow Baffle with Brush Kit (1 Set) | 1071.59 | 10% | 971.6642
Vertiv | Racks | E45802P | 45U X 800W Single Perforated Door– RAL 7021 | 1301.21 | 10% | 1179.8722
Vertiv | Racks | E45803P | 45U X 800W Split Perforated Doors– RAL 7021 | 1391.67 | 10% | 1261.8968
Vertiv | Racks | E45805S | 45U X 800W Split Solid Doors– RAL 7021 Up to 6 week lead time | 1336 | 10% | 1211.418
Vertiv | Racks | E45811 | DCE Rack 45U 2136mm (84.0”)H x 800mm (31.49”)W x 1100mm (43.3”)D with (1) 77% Perforated Locking Front Door, (2) 77% Perforated Split Locking Rear Doors, Split Locking Side Panels, Top Panel, Casters and Leveling Feet, (2) Full Height PDU Cable/Mgt Brackets, (1) Baying Kit, (50) M6 Cage Nuts and Screws, Color RAL 7021 Black | 10131.33 | 10% | 9186.5835
Vertiv | Racks | E45812 | DCE Rack 45U 2136mm (84.0”)H x 800mm (31.49”)W x 1200mm (47.24”)D with (1) 77% Perforated Locking Front Door, (2) 77% Perforated Split Locking Rear Doors, Split Locking Side Panels, Top Panel, Casters and Leveling Feet, (2) Full Height PDU Cable/Mgt Brackets, (1) Baying Kit, (50) M6 Cage Nuts and Screws, Color RAL 7021 Black | 10374.88 | 10% | 9407.4224
Vertiv | Racks | E48012 | 48U PDU/Cable Mgt Brackets; Qty 2 Per Kit-RAL 7021 | 250.5 | 10% | 227.1409
Vertiv | IT Systems | E481011 | 48U X 1000W 19" RAILS | 1466.34 | 10% | 1329.6038
Vertiv | IT Systems | E481014 | SHIP LOOSE 1000W 19" RAIL COVER PLATES | 859.48 | 10% | 779.3335
Vertiv | IT Systems | E48103P | 48U X 1000 SPLIT PERF DOORS SHIP LOOSE | 2560.03 | 10% | 2321.3072
Vertiv | IT Systems | E48105S | 48U X 1000W SPLIT SOLID DOORS SHIP LOOSE | 1959.97 | 10% | 1777.2028
Vertiv | Racks | E481107S | 48U X 1100D Standard Split Side Panels (Qty 2 Encloses one side of Rack) RAL 7021 Black | 566.98 | 10% | 514.1091
Vertiv | Racks | E481108C | 48U X 1100D Cable Entry Split Side Panels w/Brush kits installed (Qty 2 Encloses one side of Rack) – RAL 7021 Up to 6 week lead time | 882.68 | 10% | 800.3701
Vertiv | IT Systems | E48112 | 48U X 1000W X 1200D DCE PRECONFIGURED RACK | 14345.28 | 10% | 13007.5826
Vertiv | Racks | E481207S | 48U X 1200D Standard Split Side Panels (Qty 2 Encloses one side of Rack) RAL 7021 Black | 414.8 | 10% | 376.1199
Vertiv | Racks | E481208C | 48U X 1200D Cable Entry Split Side Panels w/Brush kits installed (Qty 2 Encloses one side of Rack) – RAL 7021 Up to 6 week lead time | 895.57 | 10% | 812.0581
Vertiv | Racks | E486011 | 48U X 600W 19” Mounting Rails; Qty 2 Per Kit-RAL 7021 | 424.46 | 10% | 384.8791
Vertiv | Racks | E48602P | 48U X 600W Single Perforated Door– RAL 7021 | 1266.42 | 10% | 1148.3263
Vertiv | Racks | E48603P | 48U X 600W Split Perforated Doors– RAL 7021 | 1377.76 | 10% | 1249.2839
Vertiv | Racks | E48605S | 48U X 600W Split Solid Doors– RAL 7021 Up to 6 week lead time | 1329.04 | 10% | 1205.107
Vertiv | Racks | E48611 | DCE Rack 48U 2269mm (89.35”)H x 600mm (23.62”)W x 1100mm (43.3”)D with (1) 77% Perforated Locking Front | 9769.5 | 10% | 8858.4941
Vertiv | Racks | E48612 | DCE Rack 48U 2269mm (89.35”)H x 600mm (23.62”)W x 1200mm (47.24”)D with (1) 77% Perforated Locking | 9950.41 | 10% | 9022.5343
Vertiv | Racks | E487011 | 48U X 700W 19” Mounting Rails; Qty 2 Per Kit-RAL 7021 | 431.42 | 10% | 391.1901
Vertiv | Racks | E487014 | 48U X 700W Vertical Airflow Baffle with Brush Kit (1 Set) | 1071.59 | 10% | 971.6642
Vertiv | Racks | E48702P | 48U X 700W Single Perforated Door– RAL 7021 | 1287.3 | 10% | 1167.2593
Vertiv | Racks | E48703P | 48U X 700W Split Perforated Doors– RAL 7021 | 1398.63 | 10% | 1268.2078
Vertiv | Racks | E48705S | 48U X 700W Split Solid Doors– RAL 7021 Up to 6 week lead time | 1342.96 | 10% | 1217.729
Vertiv | Racks | E48711 | DCE Rack 48U 2269mm (89.35”)H x 700mm (27.55”)W x 1100mm (43.3”)D with (1) Perforated Locking Front Door, | 9985.21 | 10% | 9054.0892
Vertiv | Racks | E48712 | DCE Rack 48U 2269mm (89.35”)H x 700mm (27.55”)W x 1200mm (47.24”)D with (1) 77% Perforated Locking | 10193.96 | 10% | 9243.3732
Vertiv | Racks | E488011 | 48U X 800W 19” Mounting Rails; Qty 2 Per Kit-RAL 7021 | 438.38 | 10% | 397.5011
Vertiv | Racks | E488014 | 48U X 800W Vertical Airflow Baffle with Brush Kit (1 Set) | 1085.51 | 10% | 984.2862
Vertiv | Racks | E48802P | 48U X 800W Single Perforated Door– RAL 7021 | 1308.17 | 10% | 1186.1831
Vertiv | Racks | E48803P | 48U X 800W Split Perforated Doors– RAL 7021 | 1419.5 | 10% | 1287.1316
Vertiv | Racks | E48805S | 48U X 800W Split Solid Doors– RAL 7021 Up to 6 week lead time | 1370.8 | 10% | 1242.9729
Vertiv | Racks | E48811 | DCE Rack 48U 2269mm (89.35”)H x 800mm (31.49”)W x 1100mm (43.3”)D with (1) 77% Perforated Locking Front | 10402.71 | 10% | 9432.6573
Vertiv | Racks | E48812 | DCE Rack 48U 2269mm (89.35”)H x 800mm (31.49”)W x 1200mm (47.24”)D with (1) 77% Perforated Locking | 10667.13 | 10% | 9672.4201
Vertiv | Racks | E5013 | Leveling Feet (1 Kit) | 146.13 | 10% | 132.5034
Vertiv | Racks | E6013 | 19” Mounting Hardware Kit (50) M6 Cage Nuts, Screws, Washers | 104.38 | 10% | 94.6466
Vertiv | Racks | E6016 | 600W Top Panel Mount; Cable Manager (1 Kit) | 273.7 | 10% | 248.1775
Vertiv | Racks | E611009 | 600W X 1100D Top Panel-RAL7021 | 325.55 | 10% | 295.1925
Vertiv | Racks | E611010 | 600W X 1100D Chimney Top Panel-RAL7021 Up to 6 week lead time | 668 | 10% | 605.709
Vertiv | Racks | E612009 | 600W X 1200D Top Panel-RAL7021 | 332.35 | 10% | 301.3584
Vertiv | Racks | E612010 | 600W X 1200D Chimney Top Panel- RAL7021 Up to 6 week lead time | 681.92 | 10% | 618.331
Vertiv | Racks | E67013 | Caster kit 600mm Wide | 723.67 | 10% | 656.1878
Vertiv | IT Systems | E67013COLO | DCE RACK ACCESSORY | 1475.6 | 10% | 1338.0003
Vertiv | IT Systems | E7009014 | CISCO 7009 KIT SHIP LOOSE KIT | 3198.64 | 10% | 2900.3668
Vertiv | Racks | E7015 | Vertical Cable Management Rail Kit (Qty 1-7U Cable Finger Section) for use in 700/800W Racks only | 40.8 | 10% | 36.9954
Vertiv | Racks | E7016 | 700W Top Panel Mount; Cable Manager (1 Kit) | 286.45 | 10% | 259.7385
Vertiv | Racks | E7018014 | Cisco Kit for 7018 Switch; Cable Fingers, Top Air Dam, 19” Rail Cover Plates | 5838.04 | 10% | 5293.6428
Vertiv | Racks | E711009 | 700W X 1100D Top Panel-RAL7021 | 332.35 | 10% | 301.3584
Vertiv | Racks | E711010 | 700W X 1100D Chimney Top Panel- RAL7021 Up to 6 week lead time | 681.92 | 10% | 618.331
Vertiv | Racks | E712009 | 700W X 1200D Top Panel-RAL7021 | 338.3 | 10% | 306.7535
Vertiv | Racks | E712010 | 700W X 1200D Chimney Top Panel- RAL7021 Up to 6 week lead time | 695.84 | 10% | 630.9529
Vertiv | Racks | E77013 | Caster kit 700mm Wide | 723.67 | 10% | 656.1878
Vertiv | Racks | E8016 | 800W Top Panel Mount; Cable Manager (1 Kit) | 299.2 | 10% | 271.2996
Vertiv | Racks | E811009 | 800W X 1100D Top Panel-RAL7021 | 338.3 | 10% | 306.7535
Vertiv | Racks | E811010 | 800W X 1100D Chimney Top Panel- RAL7021 Up to 6 week lead time | 695.84 | 10% | 630.9529
Vertiv | Racks | E811015 | Front to Rear Cable Trough 800W x 1100D (1 Kit) | 375.75 | 10% | 340.7113
Vertiv | Racks | E812009 | 800W X 1200D Top Panel-RAL7021 | 345.1 | 10% | 312.9194
Vertiv | Racks | E812010 | 800W X 1200D Chimney Top Panel- RAL7021 Up to 6 week lead time | 709.76 | 10% | 643.5749
Vertiv | Racks | E812015 | Front to Rear Cable Trough 800W x 1200D (1 Kit) | 410.55 | 10% | 372.2662
Vertiv | Racks | E84015 | Vertical Cable Management Rail Kit (Qty 12-7UCable Finger Sections) | 751.5 | 10% | 681.4226
Vertiv | Racks | E846015 | Vertical Cable Management Rail Kit (Qty12-7U Cable Finger Sections) | 1015.92 | 10% | 921.1855
Vertiv | Racks | E87013 | Caster kit 800mm Wide | 723.67 | 10% | 656.1878
Vertiv | Racks | E9013 | Baying Hardware Kit | 83.5 | 10% | 75.7136
Vertiv | IT Systems | EB112010 | 1000W X 1200D RACK BOTTOM PANEL SHIP LOOSE | 363.8 | 10% | 329.8757
Vertiv | Racks | EB611010 | 600W X 1100D Bottom Panel- RAL7021 Up to 6 week lead time | 334 | 10% | 302.8545
Vertiv | Racks | EB612010 | 600W X 1200D Bottom Panel- RAL7021 Up to 6 week lead time | 340.96 | 10% | 309.1655
Vertiv | Racks | EB711010 | 700W X 1100D Bottom Panel- RAL7021 Up to 6 week lead time | 340.96 | 10% | 309.1655
Vertiv | Racks | EB712010 | 700W X 1200D Bottom Panel- RAL7021 Up to 6 week lead time | 347.92 | 10% | 315.4765
Vertiv | Racks | EB811010 | 800W X 1100D Bottom Panel- RAL7021 Up to 6 week lead time | 347.92 | 10% | 315.4765
Vertiv | Racks | EB812010 | 800W X 1200D Bottom Panel- RAL7021 Up to 6 week lead time | 354.88 | 10% | 321.7874
Vertiv | Racks | EBKR014 | Brush Kit for Top Panel (1Kit) | 365.5 | 10% | 331.4171
Vertiv | IT Systems | ECP00003 | DCF RACK | 9364.21 | 10% | 8490.9974
Vertiv | IT Systems | ECP00004 | NMCI RACK 42X600X800 | 12349.19 | 10% | 11197.628
Vertiv | IT Systems | ECP00012 | DCF RACK | 13614.31 | 10% | 12344.7756
Vertiv | Racks | ECRP015 | 1U 19” Rack Mount Cable Routing Panel, with D Rings | 116.28 | 10% | 105.4369
Vertiv | Racks | ECT015 | 19” Rack Mount Cable Trough | 175.95 | 10% | 159.5427
Vertiv | 1 Phase UPS | EDGE-1500IRT2UXL | EDGE 1500VA/1350W 230V UPS | 1609.05 | 10% | 1459.0061
Vertiv | 1 Phase UPS | EDGE-2200IRT2UXL | EDGE 2200VA/1980W 230V UPS | 2147.95 | 10% | 1947.6537
Vertiv | 1 Phase UPS | EDGE-3000IRT2UXL | EDGE 3000VA/2700W 230V UPS | 2703 | 10% | 2450.9453
Vertiv | Racks | ELRB016 | Mounting Brackets for Ladder Rack; Height Adjustable (1 Kit) | 403.59 | 10% | 365.9552
Vertiv | Vertiv Services | ENCX-BSC-10 | Environet Connect 1YR Level One 10 Devices | 428.4 | 4.5% | 410.0323
Vertiv | Vertiv Services | ENCX-BSC-100 | Environet Connect 1YR Level One 100 Devices | 3570 | 4.5% | 3416.9363
Vertiv | Vertiv Services | ENCX-BSC-1000 | Environet Connect 1YR Level One 1000 Devices | 25704 | 4.5% | 24601.941
Vertiv | Vertiv Services | ENCX-BSC-200 | Environet Connect 1YR Level One 200 Devices | 6783 | 4.5% | 6492.1789
Vertiv | Vertiv Services | ENCX-BSC-25 | Environet Connect 1YR Level One 25 Devices | 963.9 | 4.5% | 922.5728
Vertiv | Vertiv Services | ENCX-BSC-3YR-10 | Environet Connect 3YR Level One 10 Devices | 1249.5 | 4.5% | 1195.9277
Vertiv | Vertiv Services | ENCX-BSC-3YR-100 | Environet Connect 3YR Level One 100 Devices | 9996 | 4.5% | 9567.4215
Vertiv | Vertiv Services | ENCX-BSC-3YR-1000 | Environet Connect 3YR Level One 1000 Devices | 70686 | 4.5% | 67655.3377
Vertiv | Vertiv Services | ENCX-BSC-3YR-200 | Environet Connect 3YR Level One 200 Devices | 18564 | 4.5% | 17768.0685
Vertiv | Vertiv Services | ENCX-BSC-3YR-25 | Environet Connect 3YR Level One 25 Devices | 2784.6 | 4.5% | 2665.2103
Vertiv | Vertiv Services | ENCX-BSC-3YR-5 | Environet Connect 3YR Level One 5 Devices | 665.55 | 4.5% | 637.0145
Vertiv | Vertiv Services | ENCX-BSC-3YR-50 | Environet Connect 3YR Level One 50 Devices | 5355 | 4.5% | 5125.4044
Vertiv | Vertiv Services | ENCX-BSC-3YR-500 | Environet Connect 3YR Level One 500 Devices | 39984 | 4.5% | 38269.686
Vertiv | Vertiv Services | ENCX-BSC-5 | Environet Connect 1YR Level One 5 Devices | 249.9 | 4.5% | 239.1855
Vertiv | Vertiv Services | ENCX-BSC-50 | Environet Connect 1YR Level One 50 Devices | 1856.4 | 4.5% | 1776.8068
Vertiv | Vertiv Services | ENCX-BSC-500 | Environet Connect 1YR Level One 500 Devices | 14280 | 4.5% | 13667.745
Vertiv | Vertiv Services | ENCX-BSC-5YR-10 | Environet Connect 5YR Level One 10 Devices | 1999.2 | 4.5% | 1913.4843
Vertiv | Vertiv Services | ENCX-BSC-5YR-100 | Environet Connect 5YR Level One 100 Devices | 15993.6 | 4.5% | 15307.8744
Vertiv | Vertiv Services | ENCX-BSC-5YR-1000 | Environet Connect 5YR Level One 1000 Devices | ########## | 4.5% | #VALUE!
Vertiv | Vertiv Services | ENCX-BSC-5YR-200 | Environet Connect 5YR Level One 200 Devices | 29702.4 | 4.5% | 28428.9096
Vertiv | Vertiv Services | ENCX-BSC-5YR-25 | Environet Connect 5YR Level One 25 Devices | 4455.7 | 4.5% | 4264.6619
Vertiv | Vertiv Services | ENCX-BSC-5YR-5 | Environet Connect 5YR Level One 5 Devices | 1071 | 4.5% | 1025.0809
Vertiv | Vertiv Services | ENCX-BSC-5YR-50 | Environet Connect 5YR Level One 50 Devices | 8568 | 4.5% | 8200.647
Vertiv | Vertiv Services | ENCX-BSC-5YR-500 | Environet Connect 5YR Level One 500 Devices | 63974.4 | 4.5% | 61231.4976
Vertiv | Vertiv Services | ENCX-INT-10 | Environet Connect 1YR Level Two 10 Devices | 653.65 | 4.5% | 625.6248
Vertiv | Vertiv Services | ENCX-INT-100 | Environet Connect 1YR Level Two 100 Devices | 5444.25 | 4.5% | 5210.8278
Vertiv | Vertiv Services | ENCX-INT-1000 | Environet Connect 1YR Level Two 1000 Devices | 39198.6 | 4.5% | 37517.96
Vertiv | Vertiv Services | ENCX-INT-200 | Environet Connect 1YR Level Two 200 Devices | 10344.5 | 4.5% | 9900.9796
Vertiv | Vertiv Services | ENCX-INT-25 | Environet Connect 1YR Level Two 25 Devices | 1470.5 | 4.5% | 1407.4523
Vertiv | Vertiv Services | ENCX-INT-3YR-10 | Environet Connect 3YR Level Two 10 Devices | 1905.7 | 4.5% | 1823.9931
Vertiv | Vertiv Services | ENCX-INT-3YR-100 | Environet Connect 3YR Level Two 100 Devices | 15243.9 | 4.5% | 14590.3178
Vertiv | Vertiv Services | ENCX-INT-3YR-1000 | Environet Connect 3YR Level Two 1000 Devices | ########## | 4.5% | #VALUE!
Vertiv | Vertiv Services | ENCX-INT-3YR-200 | Environet Connect 3YR Level Two 200 Devices | 28310.1 | 4.5% | 27096.3045
Vertiv | Vertiv Services | ENCX-INT-3YR-25 | Environet Connect 3YR Level Two 25 Devices | 4246.6 | 4.5% | 4064.527
Vertiv | Vertiv Services | ENCX-INT-3YR-5 | Environet Connect 3YR Level Two 5 Devices | 1014.05 | 4.5% | 970.5726
Vertiv | Vertiv Services | ENCX-INT-3YR-50 | Environet Connect 3YR Level Two 50 Devices | 8166.8 | 4.5% | 7816.6484
Vertiv | Vertiv Services | ENCX-INT-3YR-500 | Environet Connect 3YR Level Two 500 Devices | 60975.6 | 4.5% | 58361.2711
Vertiv | Vertiv Services | ENCX-INT-5 | Environet Connect 1YR Level Two 5 Devices | 381.65 | 4.5% | 365.2868
Vertiv | Vertiv Services | ENCX-INT-50 | Environet Connect 1YR Level Two 50 Devices | 2831.35 | 4.5% | 2709.9559
Vertiv | Vertiv Services | ENCX-INT-500 | Environet Connect 1YR Level Two 500 Devices | 21777 | 4.5% | 20843.3111
Vertiv | Vertiv Services | ENCX-INT-5YR-10 | Environet Connect 5YR Level Two 10 Devices | 3048.95 | 4.5% | 2918.2263
Vertiv | Vertiv Services | ENCX-INT-5YR-100 | Environet Connect 5YR Level Two 100 Devices | 24390.75 | 4.5% | 23344.9966
Vertiv | Vertiv Services | ENCX-INT-5YR-1000 | Environet Connect 5YR Level Two 1000 Devices | ########## | 4.5% | #VALUE!
Vertiv | Vertiv Services | ENCX-INT-5YR-200 | Environet Connect 5YR Level Two 200 Devices | 45296.5 | 4.5% | 43354.4126
Vertiv | Vertiv Services | ENCX-INT-5YR-25 | Environet Connect 5YR Level Two 25 Devices | 6794.9 | 4.5% | 6503.5687
Vertiv | Vertiv Services | ENCX-INT-5YR-5 | Environet Connect 5YR Level Two 5 Devices | 1633.7 | 4.5% | 1563.6551
Vertiv | Vertiv Services | ENCX-INT-5YR-50 | Environet Connect 5YR Level Two 50 Devices | 13066.2 | 4.5% | 12505.9867
Vertiv | Vertiv Services | ENCX-INT-5YR-500 | Environet Connect 5YR Level Two 500 Devices | 97561.3 | 4.5% | 93378.3593
Vertiv | Vertiv Services | ENCX-LSC-10 | Environet Connect 1YR 10 Devices | 535.5 | 4.5% | 512.5404
Vertiv | Vertiv Services | ENCX-LSC-100 | Environet Connect 1YR 100 Devices | 4462.5 | 4.5% | 4271.1703
Vertiv | Vertiv Services | ENCX-LSC-1000 | Environet Connect 1YR 1000 Devices | 32130 | 4.5% | 30752.4263
Vertiv | Vertiv Services | ENCX-LSC-200 | Environet Connect 1YR 200 Devices | 8478.75 | 4.5% | 8115.2236
Vertiv | Vertiv Services | ENCX-LSC-25 | Environet Connect 1YR 25 Devices | 1205.3 | 4.5% | 1153.6228
Vertiv | Vertiv Services | ENCX-LSC-3YR-10 | Environet Connect 3YR 10 Devices | 1562.3 | 4.5% | 1495.3164
Vertiv | Vertiv Services | ENCX-LSC-3YR-100 | Environet Connect 3YR 100 Devices | 12495 | 4.5% | 11959.2769
Vertiv | Vertiv Services | ENCX-LSC-3YR-1000 | Environet Connect 3YR 1000 Devices | 88357.5 | 4.5% | 84569.1722
Vertiv | Vertiv Services | ENCX-LSC-3YR-200 | Environet Connect 3YR 200 Devices | 23205 | 4.5% | 22210.0856
Vertiv | Vertiv Services | ENCX-LSC-3YR-25 | Environet Connect 3YR 25 Devices | 3480.75 | 4.5% | 3331.5128
Vertiv | Vertiv Services | ENCX-LSC-3YR-5 | Environet Connect 3YR 5 Devices | 831.3 | 4.5% | 795.658
Vertiv | Vertiv Services | ENCX-LSC-3YR-50 | Environet Connect 3YR 50 Devices | 6693.75 | 4.5% | 6406.7555
Vertiv | Vertiv Services | ENCX-LSC-3YR-500 | Environet Connect 3YR 500 Devices | 49980 | 4.5% | 47837.1075
Vertiv | Vertiv Services | ENCX-LSC-5 | Environet Connect 1YR 5 Devices | 312.8 | 4.5% | 299.3887
Vertiv | Vertiv Services | ENCX-LSC-50 | Environet Connect 1YR 50 Devices | 2320.5 | 4.5% | 2221.0086
Vertiv | Vertiv Services | ENCX-LSC-500 | Environet Connect 1YR 500 Devices | 17850 | 4.5% | 17084.6813
Vertiv | Vertiv Services | ENCX-LSC-5YR-10 | Environet Connect 5YR 10 Devices | 2499 | 4.5% | 2391.8554
Vertiv | Vertiv Services | ENCX-LSC-5YR-100 | Environet Connect 5YR 100 Devices | 19992 | 4.5% | 19134.843
Vertiv | Vertiv Services | ENCX-LSC-5YR-1000 | Environet Connect 5YR 1000 Devices | ########## | 4.5% | #VALUE!
Vertiv | Vertiv Services | ENCX-LSC-5YR-200 | Environet Connect 5YR 200 Devices | 37128 | 4.5% | 35536.137
Vertiv | Vertiv Services | ENCX-LSC-5YR-25 | Environet Connect 5YR 25 Devices | 5569.2 | 4.5% | 5330.4205
Vertiv | Vertiv Services | ENCX-LSC-5YR-5 | Environet Connect 5YR 5 Devices | 1338.75 | 4.5% | 1281.3511
Vertiv | Vertiv Services | ENCX-LSC-5YR-50 | Environet Connect 5YR 50 Devices | 10710 | 4.5% | 10250.8088
Vertiv | Vertiv Services | ENCX-LSC-5YR-500 | Environet Connect 5YR 500 Devices | 79968 | 4.5% | 76539.372
Vertiv | Vertiv Services | ENCX-SU-BSC-5 | Environet Connect Startup Level A 5 Devices | 782 | 4.5% | 748.4717
Vertiv | Vertiv Services | ENCX-SU-TRN-10 | Environet Connect Startup Level B 10 Devices | 1205.3 | 4.5% | 1153.6228
Vertiv | Vertiv Services | ENCX-SU-TRN-100 | Environet Connect Startup Level B 100 Devices | 4819.5 | 4.5% | 4612.8639
Vertiv | Vertiv Services | ENCX-SU-TRN-1000 | Environet Connect Startup Level B 1000 Devices | 40965.75 | 4.5% | 39209.3435
Vertiv | Vertiv Services | ENCX-SU-TRN-200 | Environet Connect Startup Level B 200 Devices | 8746.5 | 4.5% | 8371.4938
Vertiv | Vertiv Services | ENCX-SU-TRN-25 | Environet Connect Startup Level B 25 Devices | 1807.95 | 4.5% | 1730.4341
Vertiv | Vertiv Services | ENCX-SU-TRN-5 | Environet Connect Startup Level B 5 Devices | 669.8 | 4.5% | 641.0823
Vertiv | Vertiv Services | ENCX-SU-TRN-50 | Environet Connect Startup Level B 50 Devices | 3012.4 | 4.5% | 2883.2433
Vertiv | Vertiv Services | ENCX-SU-TRN-500 | Environet Connect Startup Level B 500 Devices | 21123.35 | 4.5% | 20217.6864
Vertiv | Digital Ecosystem | ENVA-BSC-STUP | Environet Alert Basic Factory Startup | 2282.25 | 10% | 2069.4302
Vertiv | Digital Ecosystem | ENVA-DEV-10 | Environet Alert 10 Device License | 2545.75 | 10% | 2308.3588
Vertiv | Digital Ecosystem | ENVA-DEV-100 | Environet Alert 100 Device License | 8053.75 | 10% | 7302.7378
Vertiv | Digital Ecosystem | ENVA-DEV-1000 | Environet Alert 1000 Device License | 20961 | 10% | 19006.3868
Vertiv | Digital Ecosystem | ENVA-DEV-200 | Environet Alert 200 Device License | 10072.5 | 10% | 9133.2394
Vertiv | Digital Ecosystem | ENVA-DEV-25 | Environet Alert 25 Device License | 3319.25 | 10% | 3009.7299
Vertiv | Digital Ecosystem | ENVA-DEV-50 | Environet Alert 50 Device License | 5478.25 | 10% | 4967.4032
Vertiv | Digital Ecosystem | ENVA-DEV-500 | Environet Alert 500 Device License | 15720.75 | 10% | 14254.7901
Vertiv | Digital Ecosystem | ENVA-SA-10 | Environet Alert Basic Software Assurance for 10 Devices | 519.35 | 10% | 470.9206
Vertiv | Digital Ecosystem | ENVA-SA-100 | Environet Alert Basic Software Assurance for 100 Devices | 1646.45 | 10% | 1492.9185
Vertiv | Digital Ecosystem | ENVA-SA-1000 | Environet Alert Basic Software Assurance for 1000 Devices | 4284 | 10% | 3884.517
Vertiv | Digital Ecosystem | ENVA-SA-200 | Environet Alert Basic Software Assurance for 200 Devices | 2061.25 | 10% | 1869.0384
Vertiv | Digital Ecosystem | ENVA-SA-25 | Environet Alert Basic Software Assurance for 25 Devices | 681.7 | 10% | 618.1315
Vertiv | Digital Ecosystem | ENVA-SA-50 | Environet Alert Basic Software Assurance for 50 Devices | 1357.45 | 10% | 1230.8678
Vertiv | Digital Ecosystem | ENVA-SA-500 | Environet Alert Basic Software Assurance for 500 Devices | 3215.55 | 10% | 2915.7
Vertiv | Digital Ecosystem | ENVA-SERVER | Environet Alert Server License | 1908.25 | 10% | 1730.3057
Vertiv | Digital Ecosystem | ENVA-SERVER-SA | Environet Alert Basic Software Assurance for Server License | 780.3 | 10% | 707.537
Vertiv | Digital Ecosystem | ENVA-SERVICE | Environet Alert Miscellaneous Services | 0.85 | 10% | 0.77074
Vertiv | Digital Ecosystem | ENVA-STUP-10 | Environet Alert Factory Startup for 10 Devices | 2761.65 | 10% | 2504.1261
Vertiv | Digital Ecosystem | ENVA-STUP-100 | Environet Alert Factory Startup for 100 Devices | 7083.05 | 10% | 6422.5556
Vertiv | Digital Ecosystem | ENVA-STUP-1000 | Environet Alert Factory Startup for 1000 Devices | 50297.05 | 10% | 45606.8501
Vertiv | Digital Ecosystem | ENVA-STUP-200 | Environet Alert Factory Startup for 200 Devices | 11883.85 | 10% | 10775.681
Vertiv | Digital Ecosystem | ENVA-STUP-25 | Environet Alert Factory Startup for 25 Devices | 3483.3 | 10% | 3158.4823
Vertiv | Digital Ecosystem | ENVA-STUP-50 | Environet Alert Factory Startup for 50 Devices | 4682.65 | 10% | 4245.9929
Vertiv | Digital Ecosystem | ENVA-STUP-500 | Environet Alert Factory Startup for 500 Devices | 26289.65 | 10% | 23838.1401
Vertiv | Vertiv Services | ENVCXNSOFTWARE | Environet Connect Software | 0.85 | 4.5% | 0.81356
Vertiv | Racks | ETPF110014 | Top Panel Fan 110V, 300CFM, Cord Length 6ft, Plug Type 5-15P | 389.68 | 10% | 353.3423
Vertiv | Racks | ETPF230014 | Top Panel Fan 230V, 300CFM, Cord Length 6ft, Plug Type IEC 320-C14 | 626.25 | 10% | 567.8522
Vertiv | AC Power | EXS10KN | Exs 10kVA UPS with internal VRLA battery and IS-UNITY-DP network Communication Card | 11900 | 10% | 10790.325
Vertiv | AC Power | EXS10KXRN | Exs 10kVA UPS with extended runtime internal VRLA battery and IS-UNITY-DP network Communication Card | 13600 | 10% | 12331.8
Vertiv | AC Power | EXS15KN | Exs 15kVA UPS with internal VRLA battery and IS-UNITY-DP network Communication Card | 15725 | 10% | 14258.6437
Vertiv | AC Power | EXS15KXRN | Exs 15kVA UPS with internal VRLA extended runtime battery and IS-UNITY-DP network Communication Card | 17000 | 10% | 15414.75
Vertiv | AC Power | EXS20KN | Exs 20kVA UPS with internal VRLA battery and IS-UNITY-DP network Communication Card | 21250 | 10% | 19268.4375
Vertiv | AC Power | EXS20KXRN | Exs 20kVA UPS with internal VRLA extended runtime battery and IS-UNITY-DP network Communication Card | 22950 | 10% | 20809.9125
Vertiv | AC Power | EXSV-15KN | EXS 15kVA UPS (40kVA Frame) with internal VRLA battery and IS-UNITY-DP network Communication Card | 19698.75 | 10% | 17861.8416
Vertiv | AC Power | EXSV-15KTN | EXS 15kVA UPS (40kVA Frame) with internal VRLA battery, top fan venting, and IS-UNITY-DP network Communic | 20136.5 | 10% | 18258.7714
Vertiv | AC Power | EXSV-15KXRN | EXS 15kVA UPS (40kVA Frame) with internal VRLA extended runtime battery and IS-UNITY-DP network Communi | 21449.75 | 10% | 19449.5608
Vertiv | AC Power | EXSV-15KXRTN | EXS 15kVA UPS (40kVA Frame) with internal VRLA extended runtime battery, top fan venting, and IS-UNITY-DP ne | 21887.5 | 10% | 19846.4906
Vertiv | AC Power | EXSV-20KN | EXS 20kVA UPS (40kVA Frame) with internal VRLA battery and IS-UNITY-DP network Communication Card | 24514 | 10% | 22228.0695
Vertiv | AC Power | EXSV-20KTN | EXS 20kVA UPS (40kVA Frame) with internal VRLA battery, top fan venting, and IS-UNITY-DP network Communic | 25827.25 | 10% | 23418.8589
Vertiv | AC Power | EXSV-20KXRN | EXS 20kVA UPS (40kVA Frame) with internal VRLA extended runtime battery and IS-UNITY-DP network Communi | 26265 | 10% | 23815.7887
Vertiv | AC Power | EXSV-20KXRTN | EXS 20kVA UPS (40kVA Frame) with internal VRLA extended runtime battery, top fan venting, and IS-UNITY-DP ne | 26702.75 | 10% | 24212.7186
Vertiv | AC Power | EXSV-30KN | EXS 30kVA UPS (40kVA Frame) with internal VRLA battery and IS-UNITY-DP network Communication Card | 28016 | 10% | 25403.508
Vertiv | AC Power | EXSV-30KTN | EXS 30kVA UPS (40kVA Frame) with internal VRLA battery, top fan venting, and IS-UNITY-DP network Communic | 28891.5 | 10% | 26197.3676
Vertiv | AC Power | EXSV-40KN | EXS 40kVA UPS (40kVA Frame) with internal VRLA battery and IS-UNITY-DP network Communication Card | 35457.75 | 10% | 32151.3148
Vertiv | AC Power | EXSV-40KTN | EXS 40kVA UPS (40kVA Frame) with internal VRLA battery, top fan venting, and IS-UNITY-DP network Communic | 36333.25 | 10% | 32945.1744
Vertiv | AC Power | EXSV-EBC1 | EXS External Battery Cabinet, 37.5Ah, 1 String VRLA | 13132.5 | 10% | 11907.8944
Vertiv | AC Power | EXSV-EBC2 | EXS External Battery Cabinet, 37.5Ah, 2 String VRLA | 13570.25 | 10% | 12304.8242
Vertiv | AC Power | EXSV-EBCXR1 | EXS External Battery Cabinet, 50Ah, 1 String VRLA | 14008 | 10% | 12701.754
Vertiv | AC Power | EXSV-EBCXR2 | EXS External Battery Cabinet, 50Ah, 2 String VRLA | 14445.75 | 10% | 13098.6838
Vertiv | Rack PDU | EZB1 | Offset/Side Mount rPDU Brackets (PAIR) | 10.2 | 10% | 9.2488
Vertiv | IT Systems | FEEAF-EXPD-XX-VAL | Expedite fee (for each project-day expedite) | 0.85 | 10% | 0.77074
Vertiv | IT Systems | FEEAF-RSCH-XX-VAL | Reschedule fee (for each project-day reschedule) | 0.85 | 10% | 0.77074
Vertiv | IT Systems | FEEAF-TRVL-XX-VAL | Travel expenses | 0.85 | 10% | 0.77074
Vertiv | Rack PDU | FM | Flush Mount rPDU Brackets (PAIR) | 9.35 | 10% | 8.4781
Vertiv | IT Systems | FS-100 | 0-5VDC conductivity based flood sensor used to detect the presence of water. Includes a 100ft / 30.4m cable. | 197.2 | 10% | 178.8111
Vertiv | IT Systems | FS-15 | 0-5VDC conductivity based flood sensor used to detect the presence of water. Includes a 15ft / 4.5m cable. | 98.6 | 10% | 89.4055
Vertiv | Rack PDU | FSC1N001 | Facility Side Cable, 30A, 208V, 4.9kW, 10ft / 3m Facility Side Cable, 10ft power cord with L6-30P with Universal Connector. | 262.65 | 10% | 238.1579
Vertiv | Rack PDU | FSC1U001 | Facility Side Cable, 30/32A, 230V, 7.3kW, 10ft / 3m with IEC 2P+E (IP44) and Universal Connector. | 250.75 | 10% | 227.3676
Vertiv | Rack PDU | FSC1U003 | Facility Side Cable Standard, 60/63A, 200-240V, 14.4kW, Variable Power Configuration, 5ft / 1.5m power cord with | 514.25 | 10% | 466.2962
Vertiv | Rack PDU | FSC3N001 | Facility Side Cable, 20A, 230/400V WYE, 11.0kW, 10ft / 3m with NEMA L22-20P and Universal Connector. | 348.5 | 10% | 316.0024
Vertiv | Rack PDU | FSC3N002 | Facility Side Cable, 30A, 208V DELTA, 8.6kW, 10ft power cord with L15-30P and Universal Connector. | 295.8 | 10% | 268.2167
Vertiv | Rack PDU | FSC3N003 | Facility Side Cable, 30A, 120/208V WYE, 8.6kW, 10ft power cord with L21-30P with Universal Connector. | 295.8 | 10% | 268.2167
Vertiv | Rack PDU | FSC3N004 | Facility Side Cable, 30A, 230/400V WYE, 16.6kW, 10ft / 3m with NEMA L22-30P and Universal Connector. | 341.7 | 10% | 309.8365
Vertiv | Rack PDU | FSC3N005 | Facility Side Cable, 50A, 208V DELTA, 14.4kW, 10ft / 3m with 3P+E CA and Universal Connector. | 459 | 10% | 416.1983
Vertiv | Rack PDU | FSC3N006 | Facility Side Cable, 60A, 208V DELTA, 17.2kW, 10ft / 3m with IEC 3P+E (IP44) and Universal Connector. | 523.6 | 10% | 474.7743
Vertiv | Rack PDU | FSC3U001 | Facility Side Cable, 16A/20A, 230/400V WYE, 11.0kW, 10ft / 3m with IEC 3P+N+E (IP44) and Universal | 459 | 10% | 416.1983
Vertiv | Rack PDU | FSC3U002 | Facility Side Cable, 30/32A, 230/400V WYE, 22.0kW, 10ft / 3m with IEC 3P+N+E (IP44) and Universal Connector. | 368.9 | 10% | 334.5001
Vertiv | IT Systems | GT3HD | Temperature, humidity, and dew point sensor with dual inputs for included 3ft / .9m and 6ft / 1.8m temperature sensors for monitoring top, middle, and bottom of a rack/cabinet. Includes 10ft / 3.1m cable. | 297.5 | 10% | 269.7581
Vertiv | IT Systems | GT3HD-50 | Temperature, humidity, and dew point sensor with dual inputs for included 3ft / .9m and 6ft / 1.8m temperature | 340 | 10% | 308.295
Vertiv | IT Systems | GTHD | Temperature, humidity, and dew Point sensor. Includes a supplementary input for daisy-chaining additional sensors. Includes 10ft / 3.1m cable. | 331.5 | 10% | 300.5876
Vertiv | IT Systems | GTHD-50 | Temperature, humidity, and dew Point sensor. Includes a supplementary input for daisy-chaining additional sensors. Includes 50ft / 15.2m cable. | 221 | 10% | 200.3918
Vertiv | 1 Phase UPS | GXT2-7A48BATKIT | Replacement Battery Kit for GXT2-500RT, GXT2-700RT, GXT2-1000RT and GXT2-1500RT | 467.5 | 10% | 423.9056
Vertiv | 1 Phase UPS | GXT2-9A72BATKIT | Replacement Battery Kit for GXT2-3000RT and GXT2-2700RT | 684.25 | 10% | 620.4437
Vertiv | 1 Phase UPS | GXT3-1000MT120 | Liebert GXT3 1000 VA, 120 VAC Mini-Tower Model | 1387.2 | 10% | 1257.8436
Vertiv | 1 Phase UPS | GXT3-1MTBATKIT | Replacement Battery Kit for use with GXT3-MT 1000 VA | 346.8 | 10% | 314.4609
Vertiv | 1 Phase UPS | GXT3CABLE288V6 | GXT3 BATTERY CABLE | 387.6 | 10% | 351.4563
Vertiv | 1 Phase UPS | GXT4-1000RT120T | GXT4 TAA 1000VA 120V RT | 1446.7 | 10% | 1311.7952
Vertiv | 1 Phase UPS | GXT4-144VBATKIT | GXT4 144V Int Battery Kit For GXT 5-6 kVA RT208 UPS | 1405.05 | 10% | 1274.0291
Vertiv | 1 Phase UPS | GXT4-144VBATT | GXT4 144V RT EBC w/ RMKIT For GXT 5-6 kVA RT208 UPS | 2069.75 | 10% | 1876.7458
Vertiv | 1 Phase UPS | GXT4-240RTBKIT | GXT4 240V Int Battery Kit For GXT 10 kVA RT230 | 775.2 | 10% | 702.9126
Vertiv | 1 Phase UPS | GXT4-240VBATKIT | GXT4 240V Int Battery Kit For GXT 6 kVA RTL630 UPS | 1406.75 | 10% | 1275.5706
Vertiv | 1 Phase UPS | GXT4-240VBATT | GXT4 240V RT EBC w/ RMKIT For GXT 6 kVA RTL630 UPS | 2846.65 | 10% | 2581.1999
Vertiv | 1 Phase UPS | GXT4-288VBATKIT | GXT4 288V Int Battery Kit For GXT 8-10kVA RT208 UPS | 1552.1 | 10% | 1407.3667
Vertiv | 1 Phase UPS | GXT4-288VBATT | GXT4 288V RT EBC w/ RMKIT For GXT 8-10kVA RT208 UPS | 2614.6 | 10% | 2370.7885
Vertiv | Vertiv Services | GXT430R1WRK3WE | TAA 3000VA/2700W, 120VAC, w/ rack slide kit, Unity SNMP, 3 year Ext Warranty | 4547.5 | 4.5% | 4352.5259
Vertiv | 1 Phase UPS | GXT4-48VBATT | GXT4 48V RT EBC w/ RMKIT For GXT 500-2000VA RT UPS | 1186.6 | 10% | 1075.9496
Vertiv | 1 Phase UPS | GXT4-48VBATTTAA | GXT4 TAA 48V EBC 500-2000VA | 1186.6 | 10% | 1075.9496
Vertiv | 1 Phase UPS | GXT4-5A48BATKIT | GXT4 5AH 48V Int Battery For GXT 5000VA RT UPS | 586.5 | 10% | 531.8089
Vertiv | 1 Phase UPS | GXT45A48BATKITT | GXT4 TAA BATT KIT 500-1000RT | 453.05 | 10% | 410.8031
Vertiv | 1 Phase UPS | GXT4-72VBATT | GXT4 72V RT EBC w/ RMKIT For GXT 3000VA RT UPS | 2103.75 | 10% | 1907.5753
Vertiv | 1 Phase UPS | GXT4-72VBATTTAA | GXT4 TAA 72V EBC FOR 3000VA | 1555.5 | 10% | 1410.4496
Vertiv | 1 Phase UPS | GXT4-9A48BATKIT | GXT4 9AH 48V Int Battery For GXT 1.5-2 kVA RT UPS | 759.05 | 10% | 688.2686
Vertiv | 1 Phase UPS | GXT49A48BATKITT | GXT4 TAA BAT KIT 1500-2000RT | 584.8 | 10% | 530.2674
Vertiv | 1 Phase UPS | GXT4-9A72BATKIT | GXT4 9AH 72V Int Battery For GXT 3000VA RT UPS | 1158.55 | 10% | 1050.5152
Vertiv | 1 Phase UPS | GXT49A72BATKITT | GXT4 TAA INT BAT KIT 3000RT | 892.5 | 10% | 809.2744
Vertiv | 1 Phase UPS | GXT5-03KPOD01 | 3U MicroPOD Maintenance Bypass for GXT5-3KL630RT2UXL UPS | 654.5 | 10% | 593.4679
Vertiv | 1 Phase UPS | GXT5-1000LVRT2UXL | GXT5 1000VA 120V UPS | 1507.05 | 10% | 1366.5176
Vertiv | 1 Phase UPS | GXT5-1000LVRT2UXLN | Liebert GXT5 1000, 1000W, 120VAC, Rack/Tower, SNMP Webcard | 1889.55 | 10% | 1713.3495
Vertiv | 1 Phase UPS | GXT5-1000LVRT2UXLTAA | GXT5 TAA 1000VA 120V UPS, Rack/Tower | 1657.5 | 10% | 1502.9381
Vertiv | 1 Phase UPS | GXT5-1000LVRT2UXLTAAN | GXT5 TAA 1000VA 120V UPS, Rack/Tower, RDU101 | 2040 | 10% | 1849.77
Vertiv | 1 Phase UPS | GXT5-10KHVRT5UXLN | 10000VA/10000W, 5U, 208VAC, L-L-G | 10546.8 | 10% | 9563.3109
Vertiv | 1 Phase UPS | GXT5-10KIRT5UXLN | 10kVA, 10kW, 230V, Hard-wired L-N-G | 10546.8 | 10% | 9563.3109
Vertiv | 1 Phase UPS | GXT5-10KMVRT6UXLN | 10000VA/10000W, 6U, 120/208VAC, L-L-N-G | 12314.8 | 10% | 11166.4449
Vertiv | 1 Phase UPS | GXT5-144VBATKIT | Replacement Battery Kit for use with 5-6kVA ‘MV’ UPS Models | 970.7 | 10% | 880.1822
Vertiv | 1 Phase UPS | GXT5-1500IRT2UXL | 1500VA, 1500W, 230V, C14 in, 8xC13 | 1950.75 | 10% | 1768.8426
Vertiv | 1 Phase UPS | GXT5-1500LVRT2UXL | GXT5 1500VA 120V UPS | 1950.75 | 10% | 1768.8426
Vertiv | 1 Phase UPS | GXT5-1500LVRT2UXLN | Liebert GXT5 1500, 1350W, 120VAC, Rack/Tower, SNMP Webcard | 2333.25 | 10% | 2115.6744
Vertiv | 1 Phase UPS | GXT5-1500LVRT2UXLTAA | GXT5 TAA 1500VA 120V UPS, Rack/Tower | 2146.25 | 10% | 1946.1122
Vertiv | 1 Phase UPS | GXT5-1500LVRT2UXLTAAN | GXT5 TAA 1500VA 120V UPS, Rack/Tower, RDU101 | 2528.75 | 10% | 2292.9441
Vertiv | 1 Phase UPS | GXT5-15KMVRT11UXLN | Liebert GXT5 15kVA 15kW UPS | 19819.45 | 10% | 17971.2863
Vertiv | 1 Phase UPS | GXT5-192VBATKIT | Replacement Battery Kit for use with 5-10kVA ‘HV’ and 6KL630 UPS Models | 1261.4 | 10% | 1143.7745
Vertiv | 1 Phase UPS | GXT5-2000IRT2UXL | 2000VA, 2000W, 230V, C20 in, 8xC13 | 2561.9 | 10% | 2323.0028
Vertiv | 1 Phase UPS | GXT5-2000LVRT2UXL | GXT5 2000VA 120V UPS | 2561.9 | 10% | 2323.0028
Vertiv | 1 Phase UPS | GXT5-2000LVRT2UXLN | Liebert GXT5 2000, 1800W, 120VAC, Rack/Tower, SNMP Webcard | 2944.4 | 10% | 2669.8347
Vertiv | 1 Phase UPS | GXT5-2000LVRT2UXLTAA | GXT5 TAA 2000VA 120V UPS, Rack/Tower | 2817.75 | 10% | 2554.9948
Vertiv | 1 Phase UPS | GXT5-2000LVRT2UXLTAAN | GXT5 TAA 2000VA 120V UPS, Rack/Tower, RDU101 | 3200.25 | 10% | 2901.8267
Vertiv | 1 Phase UPS | GXT5-20KMVRT11UXLN | Liebert GXT5 20kVA 20kW UPS | 22955.95 | 10% | 20815.3077
Vertiv | 1 Phase UPS | GXT5-288VBATKIT | Replacement Battery Kit for use with 8-10kVA ‘MV’ UPS Models | 1819 | 10% | 1649.3783
Vertiv | 1 Phase UPS | GXT5-3000IRT2UXL | 3kVA, 3kW, 230V, C20 in, 6xC13, C19 | 4266.15 | 10% | 3868.3315
Vertiv | 1 Phase UPS | GXT5-3000LVRT2UXL | GXT5 3000VA 120V UPS | 4266.15 | 10% | 3868.3315
Vertiv | 1 Phase UPS | GXT5-3000LVRT2UXLN | Liebert GXT5 3000, 2700W, 120VAC, Rack/Tower, SNMP Webcard | 4648.65 | 10% | 4215.1634
Vertiv | 1 Phase UPS | GXT5-3000LVRT2UXLTAA | GXT5 TAA 3000VA 120V UPS, Rack/Tower | 4692.85 | 10% | 4255.2417
Vertiv | 1 Phase UPS | GXT5-3000LVRT2UXLTAAN | GXT5 TAA 3000VA 120V UPS, Rack/Tower, RDU101 | 5075.35 | 10% | 4602.0736
Vertiv | 1 Phase UPS | GXT5-36VBATKIT | GXT5 UPS 36V Int Battery Kit | 420.75 | 10% | 381.5151
Vertiv | 1 Phase UPS | GXT5-3KL620RT2UXL | 3000VA/2700W, 2U, 208VAC, L6-20P | 4266.15 | 10% | 3868.3315
Vertiv | 1 Phase UPS | GXT5-3KL620RT2UXLN | Vertiv Liebert GXT5 3kVA L620P 2U Rack/Tower Extended Run w/RDU Card 208V | 4648.65 | 10% | 4215.1634
Vertiv | 1 Phase UPS | GXT5-3KL630RT2UXL | 3000VA/3000W, 2U, 208VAC, L6-30P | 4266.15 | 10% | 3868.3315
Vertiv | 1 Phase UPS | GXT5-3KL630RT2UXLN | Vertiv Liebert GXT5 3kVA L630P 2U Rack/Tower Extended Run w/RDU Card 208V | 4648.65 | 10% | 4215.1634
Vertiv | 1 Phase UPS | GXT5-48VBATKIT | GXT5 UPS 48V Int Battery Kit | 542.3 | 10% | 491.7305
Vertiv | 1 Phase UPS | GXT5-5000HVRT5UXLN | 5000VA/5000W, 5U, 208VAC, L-L-G | 6609.6 | 10% | 5993.2548
Vertiv | 1 Phase UPS | GXT5-5000MVRT4UXLN | 5000VA/5000W, 4U, 120/208VAC, L-L-N-G | 7822.55 | 10% | 7093.0972
Vertiv | 1 Phase UPS | GXT5-500LVRT2UXL | GXT5 500VA 120V UPS | 1258 | 10% | 1140.6915
Vertiv | 1 Phase UPS | GXT5-500LVRT2UXLN | Liebert GXT5 500, 500W, 120VAC, Rack/Tower, SNMP Webcard | 1640.5 | 10% | 1487.5234
Vertiv | 1 Phase UPS | GXT5-6000IRT5UXLN | 6kVA, 6kW, 230V, Hard-wired L-N-G | 6846.75 | 10% | 6208.2906
Vertiv | 1 Phase UPS | GXT5-6000MVRT4UXLN | 6000VA/6000W, 4U, 120/208VAC, L-L-N-G | 8313.85 | 10% | 7538.5835
Vertiv | 1 Phase UPS | GXT5-6000RT208 | GXT5 6000 UPS compatible with pre-installed GXT3/GXT4 PODs, 6000VA/5000W Hardwired | 7173.15 | 10% | 6504.2538
Vertiv | 1 Phase UPS | GXT5-6000RTL630 | GXT5-6000 UPS compatible with pre-installed GXT3/GXT4 PODs, 4900VA/4600W L6-30 plug | 7173.15 | 10% | 6504.2538
Vertiv | 1 Phase UPS | GXT5-6KL630RT5UXLN | 4900VA/4600W, 5U, 208VAC, L6-30P | 6830.6 | 10% | 6193.6466
Vertiv | 1 Phase UPS | GXT5-72VBATKIT | GXT5 UPS 72V Int Battery Kit | 866.15 | 10% | 785.3815
Vertiv | 1 Phase UPS | GXT5-750LVRT2UXL | GXT5 750VA 120V UPS | 1376.15 | 10% | 1247.824
Vertiv | 1 Phase UPS | GXT5-750LVRT2UXLN | Liebert GXT5 750, 750W, 120VAC, Rack/Tower, SNMP Webcard | 1758.65 | 10% | 1594.6559
Vertiv | 1 Phase UPS | GXT5-8000HVRT5UXLN | 8000VA/8000W, 5U, 208VAC, L-L-G | 9072.05 | 10% | 8226.0813
Vertiv | 1 Phase UPS | GXT5-8000MVRT6UXLN | 8000VA/8000W, 6U, 120/208VAC, L-L-N-G | 9973.05 | 10% | 9043.0631
Vertiv | 1 Phase UPS | GXT5-EBC144VRT2U | GXT5 144V External Battery Cabinet | 1574.2 | 10% | 1427.4058
Vertiv | 1 Phase UPS | GXT5-EBC192VRT3U | GXT5 192V External Battery cabinet | 1648.15 | 10% | 1494.46
Vertiv | 1 Phase UPS | GXT5-EBC288VRT4U | GXT5 288V External Battery cabinet | 2108.85 | 10% | 1912.1997
Vertiv | 1 Phase UPS | GXT5-EBC36VRT2U | GXT5 36V External Battery cabinet | 921.4 | 10% | 835.4795
Vertiv | 1 Phase UPS | GXT5-EBC36VRT2UTAA | GXT5 TAA 36V External Battery cabinet | 1013.2 | 10% | 918.7191
Vertiv | 1 Phase UPS | GXT5-EBC48VRT2U | GXT5 48V External Battery cabinet | 974.1 | 10% | 883.2652
Vertiv | 1 Phase UPS | GXT5-EBC48VRT2UTAA | GXT5 TAA 48V External Battery cabinet | 1071.85 | 10% | 971.9
Vertiv | 1 Phase UPS | GXT5-EBC72VRT2U | GXT5 72V External Battery cabinet | 1371.05 | 10% | 1243.1996
Vertiv | 1 Phase UPS | GXT5-EBC72VRT2UTAA | GXT5 TAA 72V External Battery cabinet | 1507.9 | 10% | 1367.2883
Vertiv | 1 Phase UPS | GXT5LI-1000LVRT2UXL | GXT5 Lithium-Ion 1000VA UPS, 120VAC, 2U Rack/Tower | 2546.6 | 10% | 2309.1296
Vertiv | 1 Phase UPS | GXT5LI-1000LVRT2UXLN | GXT5 Lithium-Ion 1000VA UPS, 120VAC, 2U Rack/Tower, SNMP Card | 2929.1 | 10% | 2655.9614
Vertiv | 1 Phase UPS | GXT5LI-10KGVRT3UXLN | GXT5 LI 10KVA 200V-240V RT XL GV UPS | 14552 | 10% | 13195.026
Vertiv | 1P UPS | GXT5LI-10KMVRT4UXLN | GXT5 LI 10kVA 208/120V RT XL UPS | 15916.25 | 10% | 14432.0597
Vertiv | 1 Phase UPS | GXT5LI-1500LVRT2UXL | GXT5 Lithium-Ion 1500VA UPS, 120VAC, 2U Rack/Tower | 3361.75 | 10% | 3048.2668
Vertiv | 1 Phase UPS | GXT5LI-1500LVRT2UXLN | GXT5 Lithium-Ion 1500VA UPS, 120VAC, 2U Rack/Tower, SNMP Card | 3744.25 | 10% | 3395.0987
Vertiv | 1 Phase UPS | GXT5LI-2000LVRT2UXL | GXT5 Lithium-Ion 2000VA UPS, 120VAC, 2U Rack/Tower | 3901.5 | 10% | 3537.6851
Vertiv | 1 Phase UPS | GXT5LI-2000LVRT2UXLN | GXT5 Lithium-Ion 2000VA UPS, 120VAC, 2U Rack/Tower, SNMP Card | 4284 | 10% | 3884.517
Vertiv | 1 Phase UPS | GXT5LI-3000LVRT2UXL | GXT5 Lithium-Ion 3000VA UPS, 120VAC, 2U Rack/Tower | 5908.35 | 10% | 5357.3964
Vertiv | 1 Phase UPS | GXT5LI-3000LVRT2UXLN | GXT5 Lithium-Ion 3000VA UPS, 120VAC, 2U Rack/Tower, SNMP Card | 6290.85 | 10% | 5704.2282
Vertiv | 1 Phase UPS | GXT5LI-48VBATKIT1 | Vertiv Liebert 48V Lithium-Ion Battery Kit 1 (1.0KVA GXT5 LI UPS) | 1954.15 | 10% | 1771.9255
Vertiv | 1 Phase UPS | GXT5LI-48VBATKIT2 | Vertiv Liebert 48V Lithium-Ion Battery Kit 2 (1.5/2.0/3.0KVA GXT5 LI UPS) | 2571.25 | 10% | 2331.4809
Vertiv | 1P UPS | GXT5LI-5000MVRT3UXLN | GXT5 LI 5000VA 208/120V RT XL UPS | 11186.85 | 10% | 10143.6762
Vertiv | 1 Phase UPS | GXT5LI-5KL630RT3UXLN | GXT5 LI 5kVA 208V L6-30P RT XL HV UPS | 10004.5 | 10% | 9071.5804
Vertiv | 1 Phase UPS | GXT5LI-6000GVRT3UXLN | GXT5 LI 6000VA 200V-240V RT XL GV UPS | 10914 | 10% | 9896.2695
Vertiv | 1P UPS | GXT5LI-6000MVRT3UXLN | GXT5 LI 6000VA 208/120V RT XL UPS | 12460.15 | 10% | 11298.241
Vertiv | 1 Phase UPS | GXT5LI-8000GVRT3UXLN | GXT5 LI 8000VA 200V-240V RT XL GV UPS | 12733 | 10% | 11545.6478
Vertiv | 1P UPS | GXT5LI-8000MVRT4UXLN | GXT5 LI 8000VA 208/120V RT XL UPS | 13415.55 | 10% | 12164.55
Vertiv | Vertiv Services | GXTCRDRFP-1K3K | CARD REFRESH GXT 1-3KVA W LIFE | 2475.2 | 4.5% | 2369.0758
Vertiv | Vertiv Services | GXTCRDRFP-5K6K | CARD REFRESH GXT 5-6KVA W LIFE | 3101.65 | 4.5% | 2968.6668
Vertiv | Vertiv Services | GXTCRDRFP-8-10K | CARD REFRESH GXT 8-10KVA W LIFE | 4089.35 | 4.5% | 3914.0191
Vertiv | Vertiv Services | GXTCRDRFP-BATT | CARD REFRESH GXT EXT BATT CB W LIFE | 1080.35 | 4.5% | 1034.03
Vertiv | Vertiv Services | GXTCRDRPC-1K3K | CARD REPLACEMNT SERVICE GXT 1-3KVA | 1351.5 | 4.5% | 1293.5544
Vertiv | Vertiv Services | GXTCRDRPC-5K6K | CARD REPLACEMNT SERVICE GXT 5-6KVA | 1833.45 | 4.5% | 1754.8408
Vertiv | Vertiv Services | GXTCRDRPC-8-10K | CARD REPLACEMNT SERVICE GXT 8-10KVA | 2239.75 | 4.5% | 2143.7207
Vertiv | Vertiv Services | GXTSITEVISIT1-10K | One time site visit by a Vertiv factory trained technician to perform miscellaneous services that may be used to cover costs associated with extended travel times, start up, or removal services for a single phase UPS or battery product. Not to exceed 3 hours. | 828.75 | 4.5% | 793.2173
Vertiv | IT Systems | HMX5100R-001 | HMX RX single DVI-D, USB, audio, SFP | 2266.1 | 10% | 2054.7862
Vertiv | IT Systems | HMX5100T-001 | HMX TX single DVI-D, USB, audio, SFP | 2266.1 | 10% | 2054.7862
Vertiv | IT Systems | HMX5150T-VGA | HMXTX SNGL VGA,USB,Audio, Zero U | 1331.95 | 10% | 1207.7457
Vertiv | IT Systems | HMX5160T-DVID | HMXTX DVID,USB 2.0,Audio,ZeroU | 1331.95 | 10% | 1207.7457
Vertiv | IT Systems | HMX5200R-001 | HMX RX dual DVI-D, USB, audio, SFP | 2427.6 | 10% | 2201.2263
Vertiv | IT Systems | HMX5200T-001 | HMX TX dual DVI-D, USB, audio, SFP | 2427.6 | 10% | 2201.2263
Vertiv | IT Systems | HMX6150T-DP | HMXTX DP, USB 2.0, Audio, Zero U | 1401.65 | 10% | 1270.9461
Vertiv | IT Systems | HMX6150T-HDMI | HMXTX HDMI, USB 2.0 , Audio, Zero U | 1401.65 | 10% | 1270.9461
Vertiv | IT Systems | HMX6200RXDP-400 | HMXRX,Dual DP++,USB,Audio,SFP | 2945.25 | 10% | 2670.6054
Vertiv | IT Systems | HMX6200T-001 | HMX TX dual DVI-D,QSXGA,USB,audio,SFP | 2669.85 | 10% | 2420.8865
Vertiv | IT Systems | HMX6200TDP-400 | HMXTX,Dual DP,USB Audio,SFP | 2945.25 | 10% | 2670.6054
Vertiv | IT Systems | HMX6200TH-400 | HMXTX,Dual HDMI,USB Audio,SFP | 2945.25 | 10% | 2670.6054
Vertiv | IT Systems | HMX6210T-001 | HMX TX dualDVI-D,QSXGA,USB,audio,SFP,VNC | 2995.4 | 10% | 2716.079
Vertiv | IT Systems | HMX6500R-400 | DH-DP RX, AUDIO, USB 2.0, VDI | 3360.9 | 10% | 3047.4961
Vertiv | IT Systems | HMX8000R-400 | DH 4K,audio,USB2.0, 10GB-Rx | 4097 | 10% | 3714.9548
Vertiv | IT Systems | HMX8000T-400 | DH 4K,audio,USB2.0, 10GB-Tx | 4097 | 10% | 3714.9548
Vertiv | IT Systems | HMXAMGR24G2-400 | HMX Advanced Manager G2 hardware 24 node | 6917.3 | 10% | 6272.2618
Vertiv | IT Systems | HMXLIC-100 | HMX Advanced Manager 100 node lic | 9987.5 | 10% | 9056.1656
Vertiv | IT Systems | HMXLIC-100BDL | HMX Advanced Mgr PRI/BKUP 100 node lic | 14178 | 10% | 12855.9015
Vertiv | IT Systems | HMXLIC-50 | HMX Advanced Manager 50 node lic | 3850.5 | 10% | 3491.4409
Vertiv | IT Systems | HMXLIC-50BDL | HMX Advanced Mgr PRI/BKUP 50 node lic | 5775.75 | 10% | 5237.1613
Vertiv | IT Systems | HMXLIC-UG100-UNBDL | HMX License Upgrade from 100 to Unlimited Bundle(Primary & Backup) | 11188.55 | 10% | 10145.2177
Vertiv | IT Systems | HMXLIC-UG100-UNL | HMX License Upgrade from 100 to Unlimited | 7526.75 | 10% | 6824.8806
Vertiv | IT Systems | HMXLIC-UG50-100 | HMX License Upgrade from 50 to 100 | 6137.85 | 10% | 5565.4955
Vertiv | IT Systems | HMXLIC-UG50-100BD | HMX License Upgrade from 50 to 100 Bundle(Primary & Backup) | 8401.4 | 10% | 7617.9695
Vertiv | IT Systems | HMXLIC-UG50-UNBDL | HMX License Upgrade from 50 to Unlimited Bundle(Primary & Backup) | 19590.8 | 10% | 17763.9579
Vertiv | IT Systems | HMXLIC-UG50-UNL | HMX License Upgrade from 50 to Unlimited | 13663.75 | 10% | 12389.6053
Vertiv | IT Systems | HMXLIC-UNL | HMX Advanced Manager unlimited node lic | 17514.25 | 10% | 15881.0462
Vertiv | IT Systems | HMXLIC-UNLBDL | HMX Advanced Mgr PRI/BKUP unlimited lic | 25364.85 | 10% | 22999.5777
Vertiv | IT Systems | HMX-MM-10G-SFP | 10Gb SFP Multi Mode Fiber | 124.1 | 10% | 112.5277
Vertiv | IT Systems | HMX-SM-10G-SFP | 10Gb SFP Single Mode Fibr | 176.8 | 10% | 160.3134
Vertiv | 1 Phase UPS | HW 120V15AKIT | Hardwire kit, 120V, 15A (1) Pole Breaker, ½" & ¾" conduit knockout | 87.55 | 10% | 79.386
Vertiv | 1 Phase UPS | HW 120V20AKIT | Hardwire kit, 120V, 20A (1) Pole Breaker, ½" & ¾" conduit knockout | 87.55 | 10% | 79.386
Vertiv | 1 Phase UPS | HW 120V30AKIT | Hardwire kit, 120V, 30A (1) Pole Breaker, ½" & ¾" conduit knockout | 87.55 | 10% | 79.386
Vertiv | 1 Phase UPS | HW 208V15AKIT | Hardwire kit, 208V, 15A (2) Pole Breaker, ½" & ¾" conduit knockout | 116.45 | 10% | 105.591
Vertiv | 1 Phase UPS | HW 208V20AKIT | Hardwire kit, 208V, 20A (2) Pole Breaker, ½" & ¾" conduit knockout | 116.45 | 10% | 105.591
Vertiv | 1 Phase UPS | HW 208V30AKIT | Hardwire kit, 208V, 30A (2) Pole Breaker, ½" & ¾" conduit knockout | 116.45 | 10% | 105.591
Vertiv | 1 Phase UPS | HW 240V15AKIT | Hardwire kit, 240V, 15A (2) Pole Breaker, ½" & ¾" conduit knockout | 116.45 | 10% | 105.591
Vertiv | 1 Phase UPS | HW 240V20AKIT | Hardwire kit, 240V, 20A (2) Pole Breaker, ½" & ¾" conduit knockout | 116.45 | 10% | 105.591
Vertiv | 1 Phase UPS | HW 240V30AKIT | Hardwire kit, 240V, 30A (2) Pole Breaker, ½" & ¾" conduit knockout | 116.45 | 10% | 105.591
Vertiv | 1 Phase UPS | HWPLATEKIT | Sheetmetal plate with 1 ½ " and 2" conduit knockouts, no breaker | 19.55 | 10% | 17.727
Vertiv | Rack PDU | I10001 | rPDU, Basic Upgradeable, 20A, 120V, 1.9kW, Vertical, (24) NEMA 5-20R, 10ft power cord with 5-20P, Black Powder Coat. | 600.1 | 10% | 544.1407
Vertiv | Rack PDU | I10002 | rPDU, Basic Upgradeable, 30A, 120V, 2.8kW, Vertical, (24) NEMA 5-20R, 10ft power cord with L5-30P, Black Powder Coat. | 680 | 10% | 616.59
Vertiv | Rack PDU | I10003L | rPDU, Basic Upgradeable, 30A, 208V, 4.9kW, Vertical, (30) Locking IEC C13, (6) Locking IEC C19, 10ft power cord with L6-30P, Black Powder Coat. | 1007.25 | 10% | 913.3239
Vertiv | Rack PDU | I10013 | rPDU, Basic Upgradeable, 20A, 120V, 1.9kW, Vertical, (24) NEMA 5-20R, 10ft power cord with L5-20P, Black Powder Coat. | 612 | 10% | 554.931
Vertiv | Rack PDU | I10019L | rPDU, Basic Upgradeable, 50A, 208V DELTA, 14.4kW, Horizontal, (3) Locking IEC C13, (12) Locking IEC C19, 10ft power cord with 3P+E CA, Black Powder Coat. | 1785.85 | 10% | 1619.3195
Vertiv | Rack PDU | I10020L | rPDU, Basic Upgradeable, 60A, 208V DELTA, 17.2kW, Horizontal, (3) Locking IEC C13, (12) Locking IEC C19, 10ft power cord with 3P+E (IP44), Black Powder Coat. | 2204.05 | 10% | 1998.5223
Vertiv | Rack PDU | I10027L | rPDU, Basic Upgradeable, 40A, 230/400V WYE, 27.6kW, Vertical, (30) Locking IEC C13, (12) Locking IEC C19, 10ft power cord with 3P+N+E (IP44), Black Powder Coat. | 2567 | 10% | 2327.6273
Vertiv | Rack PDU | I10028L | rPDU, Basic Upgradeable, 60A, 208V, 9.9kW, Vertical, (18) Locking IEC C13, (6) Locking IEC C19, 10ft power cord with 2P+E (IP44), Black Powder Coat. | 1694.05 | 10% | 1536.0798
Vertiv | Rack PDU | I10030 | rPDU, Basic Upgradeable, 30A, 208V, 4.9kW, Vertical, (30) IEC C13, (6) IEC C19, 10ft power cord with L6-30P, Black Powder Coat. | 855.1 | 10% | 775.3619
Vertiv | Rack PDU | I10031 | rPDU, Basic Upgradeable, 30A, 208V, 4.9kW, Vertical, (36) IEC C13, (6) IEC C19, 10ft power cord with L6-30P, Black Powder Coat. | 881.45 | 10% | 799.2548
Vertiv | Rack PDU | I10034 | rPDU, Basic Upgradeable, 30A, 120/208V WYE, 8.6kW, Vertical, (24) IEC C13, (3) IEC C19, (6) NEMA 5-20R, 10ft power cord with L21-30P, Black Powder Coat. | 1065.9 | 10% | 966.5048
Vertiv | Rack PDU | I10035 | rPDU, Basic Upgradeable, 30A, 120/208V WYE, 8.6kW, Vertical, (24) NEMA 5-20R, 10ft power cord with L21-30P, Black Powder Coat. | 1085.45 | 10% | 984.2318
Vertiv | Rack PDU | I10054 | rPDU, Metered Upgradeable, 20A, 120V, 1.9kW, Vertical, (24) NEMA 5-20R, 10ft power cord with 5-20P, Black Powder Coat. | 647.7 | 10% | 587.302
Vertiv | Rack PDU | I10055 | rPDU, Metered Upgradeable, 30A, 120V, 2.8kW, Vertical, (24) NEMA 5-20R, 10ft power cord with L5-30P, Black Powder Coat. | 740.35 | 10% | 671.3124
Vertiv | Rack PDU | I10056L | rPDU, Metered Upgradeable, 30A, 208V, 4.9kW, Vertical, (30) Locking IEC C13, (6) Locking IEC C19, 10ft power cord with L6-30P, Black Powder Coat. | 1054.85 | 10% | 956.4852
Vertiv | Rack PDU | I10058L | rPDU, Metered Upgradeable, 20A, 120/208V WYE, 5.7kW, Vertical, (33) Locking IEC C13, (6) Locking IEC C19, (2) NEMA 5-20R, 10ft power cord with L21-20P, Black Powder Coat. | 978.35 | 10% | 887.1189
Vertiv | Rack PDU | I10066 | rPDU, Metered Upgradeable, 20A, 120V, 1.9kW, Vertical, (24) NEMA 5-20R, 10ft power cord with L5-20P, Black Powder Coat. | 659.6 | 10% | 598.0923
Vertiv | Rack PDU | I10071L | rPDU, Metered Upgradeable, 50A, 208V DELTA, 14.4kW, Horizontal, (3) Locking IEC C13, (12) Locking IEC C19, 10ft power cord with 3P+E CA, Black Powder Coat. | 1832.6 | 10% | 1661.71
Vertiv | Rack PDU | I10072L | rPDU, Metered Upgradeable, 60A, 208V DELTA, 17.2kW, Horizontal, (3) Locking IEC C13, (12) Locking IEC C19, 10ft power cord with 3P+E (IP44), Black Powder Coat. | 2251.65 | 10% | 2041.6836
Vertiv | Rack PDU | I10076L | rPDU, Metered Upgradeable, 60A, 208V DELTA, 17.2kW, Vertical, (36) Locking IEC C13, (12) Locking IEC C19, 10ft power cord with 3P+E (IP44), Black Powder Coat. | 2650.3 | 10% | 2403.1595
Vertiv | Rack PDU | I10080L | rPDU, Metered Upgradeable, 60A, 208V, 9.9kW, Vertical, (18) Locking IEC C13, (6) Locking IEC C19, 10ft power cord with 2P+E (IP44), Black Powder Coat. | 1739.95 | 10% | 1577.6997
Vertiv | Rack PDU | I10082 | rPDU, Metered Upgradeable, 30A, 208V, 4.9kW, Vertical, (30) IEC C13, (6) IEC C19, 10ft power cord with L6-30P, Black Powder Coat. | 901.85 | 10% | 817.7525
Vertiv | Rack PDU | I10083 | rPDU, Metered Upgradeable, 30A, 208V, 4.9kW, Vertical, (36) IEC C13, (6) IEC C19, 10ft power cord with L6-30P, | 928.2 | 10% | 841.6454
Vertiv | Rack PDU | I10086 | rPDU, Metered Upgradeable, 30A, 120/208V WYE, 8.6kW, Vertical, (24) IEC C13, (3) IEC C19, (6) NEMA 5-20R, | 1113.5 | 10% | 1009.6661
Vertiv | Rack PDU | I10087 | rPDU, Metered Upgradeable, 30A, 120/208V WYE, 8.6kW, Vertical, (24) NEMA 5-20R, 10ft power cord with L21- | 1131.35 | 10% | 1025.8516
Vertiv | Rack PDU | I10100 | rPDU, Basic Upgradeable, 20A, 120V, 1.9kW, Horizontal, (10) NEMA 5-20R, 10ft power cord with 5-20P, Black | 463.25 | 10% | 420.0519
Vertiv | Rack PDU | I10101 | rPDU, Basic Upgradeable, 20A, 120V, 1.9kW, Horizontal, (10) NEMA 5-20R, 10ft power cord with L5-20P, Black | 476 | 10% | 431.613
Vertiv | Rack PDU | I10102 | rPDU, Basic Upgradeable, 30A, 120V, 2.8kW, Horizontal, (8) NEMA 5-20R, 10ft power cord with L5-30P, Black | 566.95 | 10% | 514.0819
Vertiv | Rack PDU | I10104L | rPDU, Basic Upgradeable, 30A, 208V, 4.9kW, Horizontal, (4) Locking IEC C13, (4) Locking IEC C19, 10ft power | 668.1 | 10% | 605.7997
Vertiv | Rack PDU | I10105L | rPDU, Basic Upgradeable, 30A, 120/208V WYE, 8.6kW, Horizontal, (6) Locking IEC C19, 10ft power cord with L21- | 1058.25 | 10% | 959.5682
Vertiv | Rack PDU | I10111 | rPDU, Metered Upgradeable, 20A, 120V, 1.9kW, Horizontal, (10) NEMA 5-20R, 10ft power cord with 5-20P, Black | 510 | 10% | 462.4425
Vertiv | Rack PDU | I10112 | rPDU, Metered Upgradeable, 20A, 120V, 1.9kW, Horizontal, (10) NEMA 5-20R, 10ft power cord with L5-20P, Black | 522.75 | 10% | 474.0036
Vertiv | Rack PDU | I10113 | rPDU, Metered Upgradeable, 30A, 120V, 2.8kW, Horizontal, (8) NEMA 5-20R, 10ft power cord with L5-30P, Black | 612.85 | 10% | 555.7017
Vertiv | Rack PDU | I10114L | rPDU, Metered Upgradeable, 30A, 208V, 4.9kW, Horizontal, (10) Locking IEC C13, 10ft power cord with L6-30P, | 721.65 | 10% | 654.3561
Vertiv | Rack PDU | I10115L | rPDU, Metered Upgradeable, 30A, 208V, 4.9kW, Horizontal, (4) Locking IEC C13, (4) Locking IEC C19, 10ft power | 716.55 | 10% | 649.7317
Vertiv | Rack PDU | I10116L | rPDU, Metered Upgradeable, 30A, 120/208V WYE, 8.6kW, Horizontal, (6) Locking IEC C19, 10ft power cord with L21-30P, Black Powder Coat. | 1104.15 | 10% | 1001.188
Vertiv | Rack PDU | I10129L | rPDU, Basic Upgradeable, 30A, 120/208V WYE, 8.6kW, Vertical, (24) Locking IEC C13, (6) Locking IEC C19, 10ft power cord with L21-30P, Black Powder Coat. | 1184.9 | 10% | 1074.4081
Vertiv | Rack PDU | I10141L | rPDU, Metered Upgradeable, 30A, 120/208V WYE, 8.6kW, Vertical, (24) Locking IEC C13, (6) Locking IEC C19, | 1232.5 | 10% | 1117.5694
Vertiv | Rack PDU | I10147L | rPDU, Metered Upgradeable, 30A, 120/208V WYE, 8.6kW, Vertical, (36) Locking IEC C13, (6) Locking IEC C19, | 1424.6 | 10% | 1291.756
Vertiv | Rack PDU | I10171L | rPDU, Basic Upgradeable, 20A, 208V, 3.3kW, Horizontal, (10) Locking IEC C13, 10ft power cord with L6-20P, | 504.9 | 10% | 457.8181
Vertiv | Rack PDU | I10172L | rPDU, Metered Upgradeable, 20A, 208V, 3.3kW, Horizontal, (10) Locking IEC C13, 10ft power cord with L6-20P, | 550.8 | 10% | 499.4379
Vertiv | Rack PDU | I10175L | rPDU, Basic Upgradeable, 20A, 208V, 3.3kW, Vertical, (20) Locking IEC C13, (6) Locking IEC C19, 10ft power cord | 818.55 | 10% | 742.2202
Vertiv | Rack PDU | I10176L | rPDU, Metered Upgradeable, 20A, 208V, 3.3kW, Vertical, (20) Locking IEC C13, (6) Locking IEC C19, 10ft power | 865.3 | 10% | 784.6108
Vertiv | Rack PDU | I10401 | rPDU, Basic Upgradeable, 30A, 120/208V, 5.7kW, Vertical, (20) IEC C13, (4) IEC C19, (12) NEMA 5-20R, 10ft | 995.35 | 10% | 902.5336
Vertiv | Rack PDU | I10405 | rPDU, Metered Upgradeable, 30A, 120/208V, 5.7kW, Vertical, (20) IEC C13, (4) IEC C19, (12) NEMA 5-20R, 10ft | 1041.25 | 10% | 944.1534
Vertiv | Rack PDU | I10482 | rPDU, Basic Upgradeable, 50A, 208V DELTA, 14.4kW, Vertical, (30) Combination C13/C19, 10ft / 3m power cord | 1887 | 10% | 1711.0372
Vertiv | Rack PDU | I10485 | rPDU, Basic Upgradeable, 30A, 208V, 4.9kW, Vertical, (36) Combination C13/C19, 10ft / 3m power cord with L6- | 1007.25 | 10% | 913.3239
Vertiv | Rack PDU | I10487 | rPDU, Basic Upgradeable, 30A, 120/208V WYE, 8.6kW, Vertical, (36) Combination C13/C19, 10ft / 3m power cord | 1235.9 | 10% | 1120.6523
Vertiv | Rack PDU | I10488 | rPDU, Basic Upgradeable, 30A, 208V DELTA, 8.6kW, Vertical, (36) Combination C13/C19, 10ft / 3m power cord | 1181.5 | 10% | 1071.3251
Vertiv | Rack PDU | I10491 | rPDU, Metered Upgradeable, 50A, 208V DELTA, 14.4kW, Vertical, (36) Combination C13/C19, 10ft / 3m power | 1934.6 | 10% | 1754.1985
Vertiv | Rack PDU | I10494 | rPDU, Metered Upgradeable, 30A, 208V, 4.9kW, Vertical, (36) Combination C13/C19, 10ft / 3m power cord with L6- | 1054.85 | 10% | 956.4852
Vertiv | Rack PDU | I10496 | rPDU, Metered Upgradeable, 30A, 120/208V WYE, 8.6kW, Vertical, (36) Combination C13/C19, 10ft / 3m power | 1281.8 | 10% | 1162.2721
Vertiv | Rack PDU | I10497 | rPDU, Metered Upgradeable, 30A, 208V DELTA, 8.6kW, Vertical, (36) Combination C13/C19, 10ft / 3m power cord | 1229.1 | 10% | 1114.4864
Vertiv | Digital Ecosystem | IMD-01DH | Horizontal rPDU Interchangeable Monitoring Device Upgrade. Enables Local Input power monitoring. Local high | 94.35 | 10% | 85.5519
Vertiv | Digital Ecosystem | IMD-01DV | Vertical rPDU Interchangeable Monitoring Device Upgrade. Enables Local Input power monitoring. Local high | 94.35 | 10% | 85.5519
Vertiv | Rack PDU | IMD3-RT | IMD3 REMOVAL TOOL | 17 | 10% | 15.4148
Vertiv | Rack PDU | IMD-5M | rPDU Interchangeable Monitoring Device Upgrade. Enables Local and Remote Monitoring, Input power monitoring, a | 441.15 | 10% | 400.0128
Vertiv | Digital Ecosystem | IS-485EXI | Intellislot 485 SiteScan Card | 63.75 | 10% | 57.8053
Vertiv | Digital Ecosystem | IS-RELAY | Intellislot Interface Kit for Relay Contacts | 136 | 10% | 123.318
Vertiv | Digital Ecosystem | IS-UNITY-DP | IntelliSlot Unity Card provides 2 selected SNMP, Modbus IP/485 | 671.5 | 10% | 608.8826
Vertiv | Digital Ecosystem | IS-UNITY-SNMP | NETWORK INTERFACE CARD | 318.75 | 10% | 289.0266
Vertiv | AC Power | ITA2-05KRT2087UN | ITA2 5kVA 208V VRLA bundle. | 8916.5 | 10% | 8085.0364
Vertiv | AC Power | ITA2-05KRT208C | Liebert ITA2 5K 208V UL UPS | 7298.95 | 10% | 6618.3229
Vertiv | AC Power | ITA2-08KMBC40 | ITA2 8kVA Single Module MBC | 1960.1 | 10% | 1777.3207
Vertiv | AC Power | ITA2-08KMBC6USL4 | ITA2 8kVA Maintenance Bypass Cabinet with UPS interconnection cable | 2174.3 | 10% | 1971.5465
Vertiv | AC Power | ITA2-08KMBCSL1 | ITA2 8k L21-30 Cordset 1 Input | 395.25 | 10% | 358.3929
Vertiv | AC Power | ITA2-08KMBCSL2 | ITA2 8k L21-30 Cordset 2 Input | 608.6 | 10% | 551.8481
Vertiv | AC Power | ITA2-08KMBCSL4 | ITA2 8k UPS-MBC Cords 2 Input | 284.75 | 10% | 258.1971
Vertiv | AC Power | ITA2-08KRT2087UN | 8kVA ITA2 VRLA Battery UPS with Network Card | 12494.15 | 10% | 11329.0705
Vertiv | AC Power | ITA2-08KRT208C | Liebert ITA2 8k 3-Ph UPS/SNMP | 9183.4 | 10% | 8327.048
Vertiv | AC Power | ITA2-10KMBC40 | ITA2 10kVA Single Module MBC | 2261 | 10% | 2050.1618
Vertiv | AC Power | ITA2-10KMBC6USL5 | ITA2 10kVA Maintenance Bypass Cabinet with UPS interconnection cable | 2601 | 10% | 2358.4568
Vertiv | AC Power | ITA2-10KMBCSL1 | ITA2 10k IEC60309-60 5W 1 Inp | 1809.65 | 10% | 1640.9001
Vertiv | AC Power | ITA2-10KMBCSL2 | ITA2 10k IEC60309-60 4W 1 Inp | 2109.7 | 10% | 1912.9705
Vertiv | AC Power | ITA2-10KMBCSL3 | ITA2 10k IEC60309-60 5W 2 Inp | 3162 | 10% | 2867.1435
Vertiv | AC Power | ITA2-10KMBCSL5 | ITA2 10k UPS-MBC Cords 2 Input | 430.1 | 10% | 389.9932
Vertiv | AC Power | ITA2-10KRT2087UN | 10kVA ITA2 VRLA Battery UPS with Network Card | 16099 | 10% | 14597.7683
Vertiv | AC Power | ITA2-10KRT208C | Liebert ITA2 10k 3-Ph UPS/SNMP | 12788.25 | 10% | 11595.7457
Vertiv | AC Power | ITA2-15KRT208C | Liebert ITA2 15kVA/kW 208/120VAC, 3 Phase UPS w/ unity card | 15427.5 | 10% | 13988.8856
Vertiv | AC Power | ITA2-15KRT208V11UN | ITA2 15kVA 208V VRLA bundle. | 21856.9 | 10% | 19818.7441
Vertiv | AC Power | ITA2-15KRT208V31URN | ITA2 15kVA 208V VRLA 1+1 parallel bundle. | 48650.6 | 10% | 44113.9316
Vertiv | AC Power | ITA2-15KRT400C | Liebert ITA2 15kVA/kW 400/230VAC, 3 Phase UPS w/ unity card | 13464 | 10% | 12208.482
Vertiv | AC Power | ITA2-20KRT208C | Liebert ITA2 20kVA/kW 208/120VAC, 3 Phase UPS w/ unity card | 17742.05 | 10% | 16087.6038
Vertiv | AC Power | ITA2-20KRT208V11UN | ITA2 20kVA 208V VRLA bundle. | 24171.45 | 10% | 21917.4623
Vertiv | AC Power | ITA2-20KRT208V31URN | ITA2 20kVA 208V VRLA 1+1 parallel bundle. | 53278 | 10% | 48309.8265
Vertiv | AC Power | ITA2-20KRT400C | Liebert ITA2 20kVA/kW 400/230VAC, 3 Phase UPS w/ unity card | 14177.15 | 10% | 12855.1308
Vertiv | AC Power | ITA2-30KRT208V31UPN | ITA2 15kVA 208V VRLA 2+0 parallel bundle. | 48650.6 | 10% | 44113.9316
Vertiv | AC Power | ITA2-30KRT208V37UPRN | ITA2 15kVA 208V VRLA 2+1 parallel bundle. | 66036.5 | 10% | 59878.5964
Vertiv | AC Power | ITA2-30KRT400C | Liebert ITA2 30kVA/kW 400/230VAC, 3 Phase UPS w/ unity card | 15708 | 10% | 14243.229
Vertiv | AC Power | ITA2-30KRT400V11UN | ITA2 30kVA 400V VRLA bundle. | 22417.9 | 10% | 20327.4308
Vertiv | AC Power | ITA2-30KRT400V31URN | ITA2 30kVA 400V VRLA 1+1 parallel bundle. | 49772.6 | 10% | 45131.305
Vertiv | AC Power | ITA2-40KMBC40 | ITA2 20kVA 208V / 40K 400V Single Module MBC | 2244 | 10% | 2034.747
Vertiv | AC Power | ITA2-40KMBC41 | ITA2 20kVA 208V / 40K 400V 1+1/2+0 MBC | 4129.3 | 10% | 3744.2428
Vertiv | AC Power | ITA2-40KMBC42 | ITA2 20kVA 208V / 40K 400V 2+1 MBC | 5134 | 10% | 4655.2545
Vertiv | AC Power | ITA2-40KMBCSL5 | ITA2 20/40kVA MBC TO UPS Cord Set | 367.2 | 10% | 332.9586
Vertiv | AC Power | ITA2-40KRT208V31UPN | ITA2 20kVA 208V VRLA 2+0 parallel bundle. | 53278 | 10% | 48309.8265
Vertiv | AC Power | ITA2-40KRT208V37UPRN | ITA2 20kVA 208V VRLA 2+1 parallel bundle. | 72977.6 | 10% | 66172.4388
Vertiv | AC Power | ITA2-40KRT400C | Liebert ITA2 40kVA/kW 400/230VAC, 3 Phase UPS w/ unity card | 17952 | 10% | 16277.976
Vertiv | AC Power | ITA2-40KRT400V11UN | ITA2 20kVA 400V VRLA bundle. | 24661.9 | 10% | 22362.1778
Vertiv | AC Power | ITA2-40KRT400V31URN | ITA2 20kVA 400V VRLA 1+1 parallel bundle. | 54260.6 | 10% | 49200.7991
Vertiv | AC Power | ITA2-60KRT400V31UPN | ITA2 30kVA 400V VRLA 2+0 parallel bundle. | 49772.6 | 10% | 45131.305
Vertiv | AC Power | ITA2-60KRT400V37UPRN | ITA2 30kVA 400V VRLA 2+1 parallel bundle. | 68818.55 | 10% | 62401.2202
Vertiv | AC Power | ITA2-80KRT400V31UPN | ITA2 20kVA 400V VRLA 2+0 parallel bundle. | 54260.6 | 10% | 49200.7991
Vertiv | AC Power | ITA2-80KRT400V37UPRN | ITA2 20kVA 400V VRLA 2+1 parallel bundle. | 74451.5 | 10% | 67508.8976
Vertiv | AC Power | ITA2-BCI0020K02 | Liebert ITA2 External Battery | 3134.8 | 10% | 2842.4799
Vertiv | AC Power | ITA2-BCI0020KL1 | Vertiv MPL 1U Li-Ion External Battery | 12494.15 | 10% | 11329.0705
Vertiv | AC Power | ITA2-BCI0020KL2 | Vertiv MPL 2U Li-Ion External Battery | 17650.25 | 10% | 16004.3642
Vertiv | AC Power | ITA2-BCI20K02L4 | ITA2 UPS TO EBC CABLE, 2 METER | 331.5 | 10% | 300.5876
Vertiv | AC Power | ITA2LI-08KRT2085UN | 8kVA ITA2 Lithium Battery UPS with Network Card | 19769.3 | 10% | 17925.8128
Vertiv | AC Power | ITA2LI-10KRT2085UN | 10kVA ITA2 Lithium Battery UPS with Network Card | 23168.45 | 10% | 21007.992
Vertiv | AC Power | ITA2LI-15KRT208V23URN | ITA2 15kVA 208V 1+1 parallel UPS Li-ion bundle. | 68150.45 | 10% | 61795.4205
Vertiv | AC Power | ITA2LI-15KRT208V7UN | ITA2 15kVA 208V Li-ion bundle. | 31607.25 | 10% | 28659.8739
Vertiv | AC Power | ITA2LI-20KRT208V23URN | ITA2 20kVA 208V 1+1 parallel UPS Li-ion bundle. | 72778.7 | 10% | 65992.0862
Vertiv | AC Power | ITA2LI-20KRT208V7UN | ITA2 20kVA 208V Li-ion bundle. | 33921.8 | 10% | 30758.5922
Vertiv | AC Power | ITA2LI-30KRT208V23UPN | ITA2 15kVA 208V 2+0 parallel UPS Li-ion bundle. | 68150.45 | 10% | 61795.4205
Vertiv | AC Power | ITA2LI-30KRT208V33UPRN | ITA2 15kVA 208V 2+1 parallel UPS Li-ion bundle. | ########## | 10% | #VALUE!
Vertiv | AC Power | ITA2LI-30KRT400V7UN | ITA2 30kVA 208V Li-ion bundle. | 48347.15 | 10% | 43838.7783
Vertiv | AC Power | ITA2LI-40KRT208V23UPN | ITA2 20kVA 208V 2+0 parallel UPS Li-ion bundle. | 72778.7 | 10% | 65992.0862
Vertiv | AC Power | ITA2LI-40KRT208V33UPRN | ITA2 20kVA 208V 2+1 parallel UPS Li-ion bundle. | ########## | 10% | #VALUE!
Vertiv | Vertiv Services | L14-20R-240KIT | NEMA L14-20R, 120/120/240V Only, Receptacle Kit | 153 | 4.5% | 146.4401
Vertiv | 1 Phase UPS | L14-30R-240KIT | NEMA L14-30R, 120/120/240V Only, Receptacle Kit | 149.6 | 10% | 135.6498
Vertiv | 1 Phase UPS | L5-15R2KIT | NEMA L5-15R2 Receptacle Kit | 128.35 | 10% | 116.3814
Vertiv | 1 Phase UPS | L5-20RKIT | NEMA L5-20R Receptacle Kit | 106.25 | 10% | 96.3422
Vertiv | 1 Phase UPS | L5-30RKIT | NEMA L5-30R Receptacle Kit | 106.25 | 10% | 96.3422
Vertiv | 1 Phase UPS | L6-15R2-208KIT | NEMA L6-15R2, 208V Only, Receptacle Kit | 159.8 | 10% | 144.8987
Vertiv | 1 Phase UPS | L6-15R2-240KIT | NEMA L6-15R2, 240V Only, Receptacle Kit, takes | 159.8 | 10% | 144.8987
Vertiv | 1 Phase UPS | L6-20R-208KIT | NEMA L6-20R, 208V Only, Receptacle Kit | 159.8 | 10% | 144.8987
Vertiv | 1 Phase UPS | L6-30R-208KIT | NEMA L6-30R, 208V Only, Receptacle Kit | 149.6 | 10% | 135.6498
Vertiv | IT Systems | LC-MM-SFP | SFP Multi Mode Fiber Module LC | 171.7 | 10% | 155.689
Vertiv | IT Systems | LC-SM-SFP | SFP Single Mode Fiber Module LC | 316.2 | 10% | 286.7143
Vertiv | IT Systems | LRA185KMM16D-G01 | LCD,16P KVM, 16 CABLES, USB KB-US INTL, TAA Compliant | 4629.1 | 10% | 4197.4364
Vertiv | IT Systems | LRA185KMM8D-G01 | LCD,8P KVM, 8 CABLES, USB KB-US INTL, TAA Compliant | 3567.45 | 10% | 3234.7853
Vertiv | IT Systems | LRA185KMM-G01 | 18.5 LCD, USB KB, 2USB PASS-US INTL ENG, TAA Compliant | 1694.9 | 10% | 1536.8506
Vertiv | IT Systems | LV3010P-001 | LongView single VGA,USB,audio,CATx 300M | 1721.25 | 10% | 1560.7434
Vertiv | IT Systems | LV3020P-001 | LongView dual VGA,USB,audio,CATx 300M | 2902.75 | 10% | 2632.0686
Vertiv | IT Systems | LV4010P-001 | LongView single DVI,USB,audio,CATx 50M | 1628.6 | 10% | 1476.7331
Vertiv | IT Systems | LV4020P-001 | LongView dual DVI,USB,audio,CATx 50M | 2902.75 | 10% | 2632.0686
Vertiv | IT Systems | LV5020P-001 | LongView dual DP,USB,audio,CATx 150M | 2991.15 | 10% | 2712.2253
Vertiv | IT Systems | LV5500R-400 | Single Extender DP,4K60,USB2.0 | 1599.7 | 10% | 1450.528
Vertiv | IT Systems | LV5500T-400 | Single Extender DP,4K60,USB2.0 | 1599.7 | 10% | 1450.528
Vertiv | IT Systems | LV5520R-400 | Dual Extender DP,4K60,USB2.0 | 1813.05 | 10% | 1643.9831
Vertiv | IT Systems | LV5520T-400 | Dual Extender DP,4K60,USB2.0 | 1813.05 | 10% | 1643.9831
Vertiv | IT Systems | MEDIA-HMXMGR | Media Retention HMXMGR | 687.65 | 10% | 623.5266
Vertiv | Vertiv Services | MEUITA2BD1BA0 | BASCSVC BATT ITA2 0PM24x7 | 648.55 | 4.5% | 620.7434
Vertiv | Vertiv Services | MITA2BAT1PM24 | PMSVC BATT ITA2 810 1PM24x7 | 1510.45 | 4.5% | 1445.6895
Vertiv | 1 Phase UPS | MP2-115A | 2U MicroPod Maintenance Bypass for Liebert PSI 1000 and 1440VA, 120V UPS, PSA 350, 500 650 and 1000VA, | 403.75 | 10% | 366.1003
Vertiv | 1 Phase UPS | MP2-115HW | 2U MicroPod Maintenance Bypass for Liebert PSI 1000 and 1440VA, 120V UPS, PSA 350, 500 650 and 1000VA, | 459.85 | 10% | 416.969
Vertiv | 1 Phase UPS | MP2-120C | 2U MicroPod Maintenance Bypass for Liebert GXT 2000VA, 120V UPS | 470.9 | 10% | 426.9886
Vertiv | 1 Phase UPS | MP2-120E | 2U MicroPod Maintenance Bypass for Liebert GXT 2000VA, 120V UPS (4) 5-20R (T-Slot), (1) L5-20R | 470.9 | 10% | 426.9886
Vertiv | 1 Phase UPS | MP2-120HW | 2U MicroPod Maintenance Bypass for Liebert GXT 2000VA, 120V UPS | 482.8 | 10% | 437.7789
Vertiv | 1 Phase UPS | MP2-130C | 2U MicroPod Maintenance Bypass for Liebert PSI and Liebert GXT 3000VA, 120V UPS | 550.8 | 10% | 499.4379
Vertiv | 1 Phase UPS | MP2-130E | 2U MicroPod Maintenance Bypass for Liebert PSI and Liebert GXT 3000VA, 120V UPS | 572.05 | 10% | 518.7063
Vertiv | 1 Phase UPS | MP2-130HW | 2U MicroPod Maintenance Bypass for Liebert PSI and Liebert GXT 3000VA, 120V UPS | 550.8 | 10% | 499.4379
Vertiv | 1 Phase UPS | MP2-130P | 2U MicroPod Maintenance Bypass for Liebert PSI and Liebert GXT 3000VA, 120V UPS | 561 | 10% | 508.6868
Vertiv | 1 Phase UPS | MP2-210K | 2U MicroPod Maintenance Bypass for Liebert PSI 1000, 1440 and 3000VA, 230V UPS, PSA 350, 500 650 and | 403.75 | 10% | 366.1003
Vertiv | 1 Phase UPS | MP2-220K | 2U MicroPod Maintenance Bypass | 448.8 | 10% | 406.9494
Vertiv | 1 Phase UPS | MP2-220L | 2U MicroPod Maintenance Bypass for Liebert GXT 3000VA, 230V UPS | 617.1 | 10% | 559.5554
Vertiv | 1 Phase UPS | MP2-220N | 2U MicroPod Maintenance Bypass for Liebert GXT 2700VA, 208V UPS | 561 | 10% | 508.6868
Vertiv | IT Systems | MPU108EDAC-400 | 8 port, 1 digital KVM path, dual AC Power Supply "1 local user" TAA | 2956.3 | 10% | 2680.625
Vertiv | IT Systems | MPU2016DAC-400 | 16 port, 2 digital KVM paths, dual AC Power Supply "1 local user" TAA | 7067.75 | 10% | 6408.6823
Vertiv | IT Systems | MPU2032DAC-400 | 32 port, 2 digital KVM paths, dual AC Power Supply "1 local user" TAA | 8029.95 | 10% | 7281.1572
Vertiv | IT Systems | MPU4032DAC-400 | 32 port, 4 digital KVM paths, dual AC Power Supply "1 local user" TAA | 11243.8 | 10% | 10195.3157
Vertiv | IT Systems | MPU8032DAC-400 | 32 port, 8 digital KVM paths, dual AC Power Supply "1 local user" TAA | 13652.7 | 10% | 12379.5857
Vertiv | IT Systems | MPUIQ-SRL-G01 | MergePoint Unity Serial IQ module | 205.7 | 10% | 186.5185
Vertiv | IT Systems | MPUIQ-VMCDP | Server Interface Module for DisplayPort video, USB keyboard/mouse supporting virtual media, CAC and USB2.0. | 205.7 | 4.5% | 196.8806
Vertiv | IT Systems | MPUIQ-VMCDV | Server Interface Module for DVI video, USB keyboard/mouse supporting virtual media, CAC and USB2.0. Used with | 205.7 | 4.5% | 196.8806
Vertiv | IT Systems | MPUIQ-VMCHD-G01 | Server Interface Module for HDMI video, USB keyboard/mouse supporting virtual media, CAC and USB2.0, TAA | 205.7 | 4.5% | 196.8806
Vertiv | IT Systems | MPUIQ-VMCHS-G01 | Server interface module for VGA, USB keyboard, mouse supporting virtual media, CAC and USB2.0. Used with DSR and MPU appliances. TAA Compliant | 205.7 | 4.5% | 196.8806
Vertiv | 1 Phase UPS | MSP-HDW | MSP Control Center Hardware Gateway | 1445 | 10% | 1310.2538
Vertiv | 1 Phase UPS | MSP-HPC | MSP Control Center Gateway Power Cord | 135.15 | 10% | 122.5473
Vertiv | 1 Phase UPS | MSP-LICENSE | MSP Control Center 25 Node Annual License | 1699.15 | 10% | 1540.7043
Vertiv | 1 Phase UPS | MSP-ONBOARD | MSP Control Center Onboarding And Setup | 3399.15 | 10% | 3082.1793
Vertiv | 1 Phase UPS | MSP-SWGATEWAY | MSP Control Center Software Gateway Annual License | 340 | 10% | 308.295
Vertiv | Vertiv Services | MUEXS208-10B30 | Basic Service w/ Life 10KVA EXS 0PM24X7 | 1356.6 | 4.5% | 1298.4358
Vertiv | Vertiv Services | MUEXS208-10B31 | Basic Service w/ Life 10KVA EXS 1PM24X7 | 3191.75 | 4.5% | 3054.9037
Vertiv | Vertiv Services | MUEXS208-10BA0 | Basic Service 10KVA EXS 0PM24X7 | 1096.5 | 4.5% | 1049.4876
Vertiv | Vertiv Services | MUEXS208-10BA1 | Basic Service 10KVA EXS 1PM24X7 | 2815.2 | 4.5% | 2694.4983
Vertiv | Vertiv Services | MUEXS208-10BA2 | Basic Service 10KVA EXS 2PM24X7 | 4533.9 | 4.5% | 4339.509
Vertiv | Vertiv Services | MUEXS208-10BA3 | Basic Service 10KVA EXS 3PM24X7 | 6250.05 | 4.5% | 5982.0791
Vertiv | Vertiv Services | MUEXS208-10BA4 | Basic Service 10KVA EXS 4PM24X7 | 7970.45 | 4.5% | 7628.717
Vertiv | Vertiv Services | MUEXS208-10E21 | Essential Service w/ Life 10KVA EXS 1PM8X5 | 3926.15 | 4.5% | 3757.8163
Vertiv | Vertiv Services | MUEXS208-10E22 | Essential Service w/ Life 10KVA EXS 2PM8X5 | 5442.55 | 4.5% | 5209.2007
Vertiv | Vertiv Services | MUEXS208-10E23 | Essential Service w/ Life 10KVA EXS 3PM8X5 | 6958.1 | 4.5% | 6659.7715
Vertiv | Vertiv Services | MUEXS208-10E24 | Essential Service w/ Life 10KVA EXS 4PM8X5 | 8476.2 | 4.5% | 8112.7829
Vertiv | Vertiv Services | MUEXS208-10ES1 | Essential Service 10KVA EXS 1PM8X5 | 2789.7 | 4.5% | 2670.0916
Vertiv | Vertiv Services | MUEXS208-10ES2 | Essential Service 10KVA EXS 2PM8X5 | 4647.8 | 4.5% | 4448.5256
Vertiv | Vertiv Services | MUEXS208-10ES3 | Essential Service 10KVA EXS 3PM8X5 | 6363.1 | 4.5% | 6090.2821
Vertiv | Vertiv Services | MUEXS208-10ES4 | Essential Service 10KVA EXS 4PM8X5 | 8081.8 | 4.5% | 7735.2928
Vertiv | Vertiv Services | MUEXS208-10P11 | Preferred Service w/ Life10KVA EXS 1PM24X7 | 5158.65 | 4.5% | 4937.4729
Vertiv | Vertiv Services | MUEXS208-10P12 | Preferred Service w/ Life 10KVA EXS 2PM24X7 | 7862.5 | 4.5% | 7525.3953
Vertiv | Vertiv Services | MUEXS208-10P13 | Preferred Service w/ Life 10KVA EXS 3PM24X7 | 10565.5 | 4.5% | 10112.5042
Vertiv | Vertiv Services | MUEXS208-10P14 | Preferred Service w/ Life 10KVA EXS 4PM24X7 | 13267.65 | 4.5% | 12698.7995
Vertiv | Vertiv Services | MUEXS208-10P71 | PM Only Service 10KVA EXS 1PM24X7 | 2917.2 | 4.5% | 2792.125
Vertiv | Vertiv Services | MUEXS208-10P72 | PM Only Service 10KVA EXS 2PM24X7 | 5834.4 | 4.5% | 5584.2501
Vertiv | Vertiv Services | MUEXS208-10P73 | PM Only Service 10KVA EXS 3PM24X7 | 8749.9 | 4.5% | 8374.748
Vertiv | Vertiv Services | MUEXS208-10P74 | PM Only Service 10KVA EXS 4PM24X7 | 11668.8 | 4.5% | 11168.5002
Vertiv | Vertiv Services | MUEXS208-10PF1 | PM Only Service 10KVA EXS 1PM8X5 | 1269.05 | 4.5% | 1214.6395
Vertiv | Vertiv Services | MUEXS208-10PF2 | PM Only Service 10KVA EXS 2PM8X5 | 3436.55 | 4.5% | 3289.2079
Vertiv | Vertiv Services | MUEXS208-10PF3 | PM Only Service 10KVA EXS 3PM8X5 | 5153.55 | 4.5% | 4932.5915
Vertiv | Vertiv Services | MUEXS208-10PF4 | PM Only Service 10KVA EXS 4PM8X5 | 6872.25 | 4.5% | 6577.6023
Vertiv | Vertiv Services | MUEXS208-10PR1 | Preferred Service 10KVA EXS 1PM24X7 | 3930.4 | 4.5% | 3761.8841
Vertiv | Vertiv Services | MUEXS208-10PR2 | Preferred Service 10KVA EXS 2PM24X7 | 7044.8 | 4.5% | 6742.7542
Vertiv | Vertiv Services | MUEXS208-10PR3 | Preferred Service 10KVA EXS 3PM24X7 | 9961.15 | 4.5% | 9534.0657
Vertiv | Vertiv Services | MUEXS208-10PR4 | Preferred Service 10KVA EXS 4PM24X7 | 12878.35 | 4.5% | 12326.1907
Vertiv | Vertiv Services | MUEXS208-15BA0 | Basic Service 15KVA EXS 0PM24X7 | 1206.15 | 4.5% | 1154.4363
Vertiv | Vertiv Services | MUEXS208-15BA1 | Basic Service 15KVA EXS 1PM24X7 | 2997.1 | 4.5% | 2868.5993
Vertiv | Vertiv Services | MUEXS208-15BA2 | Basic Service 15KVA EXS 2PM24X7 | 4782.95 | 4.5% | 4577.881
Vertiv | Vertiv Services | MUEXS208-15BA3 | Basic Service 15KVA EXS 3PM24X7 | 6573.05 | 4.5% | 6291.2305
Vertiv | Vertiv Services | MUEXS208-15BA4 | Basic Service 15KVA EXS 4PM24X7 | 8361.45 | 4.5% | 8002.9528
Vertiv | Vertiv Services | MUEXS208-15ES1 | Essential Service 15KVA EXS 1PM8X5 | 2973.3 | 4.5% | 2845.8198
Vertiv | Vertiv Services | MUEXS208-15ES2 | Essential Service 15KVA EXS 2PM8X5 | 4911.3 | 4.5% | 4700.728
Vertiv | Vertiv Services | MUEXS208-15ES3 | Essential Service 15KVA EXS 3PM8X5 | 6697.15 | 4.5% | 6410.0097
Vertiv | Vertiv Services | MUEXS208-15ES4 | Essential Service 15KVA EXS 4PM8X5 | 8487.25 | 4.5% | 8123.3592
Vertiv | Vertiv Services | MUEXS208-15P71 | PM Only Service 15KVA EXS 1PM24X7 | 3037.05 | 4.5% | 2906.8365
Vertiv | Vertiv Services | MUEXS208-15P72 | PM Only Service 15KVA EXS 2PM24X7 | 6073.25 | 4.5% | 5812.8594
Vertiv | Vertiv Services | MUEXS208-15P73 | PM Only Service 15KVA EXS 3PM24X7 | 9110.3 | 4.5% | 8719.6959
Vertiv | Vertiv Services | MUEXS208-15P74 | PM Only Service 15KVA EXS 4PM24X7 | 12148.2 | 4.5% | 11627.3459
Vertiv | Vertiv Services | MUEXS208-15PF1 | PM Only Service 15KVA EXS 1PM8X5 | 1437.35 | 4.5% | 1375.7236
Vertiv | Vertiv Services | MUEXS208-15PF2 | PM Only Service 15KVA EXS 2PM8X5 | 3579.35 | 4.5% | 3425.8854
Vertiv | Vertiv Services | MUEXS208-15PF3 | PM Only Service 15KVA EXS 3PM8X5 | 5364.35 | 4.5% | 5134.3535
Vertiv | Vertiv Services | MUEXS208-15PF4 | PM Only Service 15KVA EXS 4PM8X5 | 7154.45 | 4.5% | 6847.703
Vertiv | Vertiv Services | MUEXS208-15PR1 | Preferred Service 15KVA EXS 1PM24X7 | 4162.45 | 4.5% | 3983.985
Vertiv | Vertiv Services | MUEXS208-15PR2 | Preferred Service 15KVA EXS 2PM24X7 | 7406.05 | 4.5% | 7088.5156
Vertiv | Vertiv Services | MUEXS208-15PR3 | Preferred Service 15KVA EXS 3PM24X7 | 10443.1 | 4.5% | 9995.3521
Vertiv | Vertiv Services | MUEXS208-15PR4 | Preferred Service 15KVA EXS 4PM24X7 | 13480.15 | 4.5% | 12902.1886
Vertiv | Vertiv Services | MUEXS208-30BA0 | Basic Service 30KVA EXS 0PM24X7 | 1323.45 | 4.5% | 1266.7071
Vertiv | Vertiv Services | MUEXS208-30BA1 | Basic Service 30KVA EXS 1PM24X7 | 3061.7 | 4.5% | 2930.4296
Vertiv | Vertiv Services | MUEXS208-30BA2 | Basic Service 30KVA EXS 2PM24X7 | 5083 | 4.5% | 4865.0664
Vertiv | Vertiv Services | MUEXS208-30BA3 | Basic Service 30KVA EXS 3PM24X7 | 7106.85 | 4.5% | 6802.1438
Vertiv | Vertiv Services | MUEXS208-30BA4 | Basic Service 30KVA EXS 4PM24X7 | 9132.4 | 4.5% | 8740.8483
Vertiv | Vertiv Services | MUEXS208-30ES1 | Essential Service 30KVA EXS 1PM8X5 | 2997.95 | 4.5% | 2869.4129
Vertiv | Vertiv Services | MUEXS208-30ES2 | Essential Service 30KVA EXS 2PM8X5 | 5173.1 | 4.5% | 4951.3033
Vertiv | Vertiv Services | MUEXS208-30ES3 | Essential Service 30KVA EXS 3PM8X5 | 7196.1 | 4.5% | 6887.5672
Vertiv | Vertiv Services | MUEXS208-30ES4 | Essential Service 30KVA EXS 4PM8X5 | 9219.1 | 4.5% | 8823.8311
Vertiv | Vertiv Services | MUEXS208-30P71 | PM Only Service 30KVA EXS 1PM24X7 | 3437.4 | 4.5% | 3290.0215
Vertiv | Vertiv Services | MUEXS208-30P72 | PM Only Service 30KVA EXS 2PM24X7 | 6873.1 | 4.5% | 6578.4158
Vertiv | Vertiv Services | MUEXS208-30P73 | PM Only Service 30KVA EXS 3PM24X7 | 10309.65 | 4.5% | 9867.6238
Vertiv | Vertiv Services | MUEXS208-30P74 | PM Only Service 30KVA EXS 4PM24X7 | 13745.35 | 4.5% | 13156.0181
Vertiv | Vertiv Services | MUEXS208-30PF1 | PM Only Service 30KVA EXS 1PM8X5 | 1908.25 | 4.5% | 1826.4338
Vertiv | Vertiv Services | MUEXS208-30PF2 | PM Only Service 30KVA EXS 2PM8X5 | 4049.4 | 4.5% | 3875.782
Vertiv | Vertiv Services | MUEXS208-30PF3 | PM Only Service 30KVA EXS 3PM8X5 | 6071.55 | 4.5% | 5811.2323
Vertiv | Vertiv Services | MUEXS208-30PF4 | PM Only Service 30KVA EXS 4PM8X5 | 8095.4 | 4.5% | 7748.3097
Vertiv | Vertiv Services | MUEXS208-30PR1 | Preferred Service 30KVA EXS 1PM24X7 | 4343.5 | 4.5% | 4157.2724
Vertiv | Vertiv Services | MUEXS208-30PR2 | Preferred Service 30KVA EXS 2PM24X7 | 7996.8 | 4.5% | 7653.9372
Vertiv | Vertiv Services | MUEXS208-30PR3 | Preferred Service 30KVA EXS 3PM24X7 | 11434.2 | 4.5% | 10943.9587
Vertiv | Vertiv Services | MUEXS208-30PR4 | Preferred Service 30KVA EXS 4PM24X7 | 14868.2 | 4.5% | 14230.7259
Vertiv | Vertiv Services | MUEXS208E-10B30 | Basic Service w/ Life 10KVA EXS EXT BATT 0PM24X7 | 1757.8 | 4.5% | 1682.4343
Vertiv | Vertiv Services | MUEXS208E-10B31 | Basic Service w/ Life 10KVA EXS EXT BATT 1PM24X7 | 3931.25 | 4.5% | 3762.6977
Vertiv | Vertiv Services | MUEXS208E-10E21 | Essential Service w/ Life 10KVA EXS EXT BATT 1PM8X5 | 4713.25 | 4.5% | 4511.1694
Vertiv | Vertiv Services | MUEXS208E-10E22 | Essential Service w/ Life 10KVA EXS EXT BATT 2PM8X5 | 6551.8 | 4.5% | 6270.8916
Vertiv | Vertiv Services | MUEXS208E-10E23 | Essential Service w/ Life 10KVA EXT BATT EXS 3PM8X5 | 8390.35 | 4.5% | 8030.6137
Vertiv | Vertiv Services | MUEXS208E-10P11 | Preferred Service w/ Life 10KVA EXS EXT BATT 1PM24X7 | 6215.2 | 4.5% | 5948.7233
Vertiv | Vertiv Services | MUEXS208E-10P12 | Preferred Service w/ Life 10KVA EXS EXT BATT 2PM24X7 | 9499.6 | 4.5% | 9092.3047
Vertiv | Vertiv Services | MUEXS208E-10P13 | Preferred Service w/ Life 10KVA EXS EXT BATT 3PM24X7 | 12775.5 | 4.5% | 12227.7504
Vertiv | Vertiv Services | MUEXS208E-10P14 | Preferred Service w/ Life 10KVA EXS EXT BATT 4PM24X7 | 16053.1 | 4.5% | 15364.8233
Vertiv | Vertiv Services | MUEXS208E-301PMONLY24x7 | PM Only Service EXS EXT BATT 1PM 24x7 | 1954.15 | 4.5% | 1870.3658
Vertiv | Vertiv Services | MUEXS208E-301PMONLY8x5 | PM Only Service EXS EXT BATT 1PM8X5 | 1866.6 | 4.5% | 1786.5695
Vertiv | Vertiv Services | MUEXS208E-302PMONLY24x7 | PM Only Service EXS EXT BATT 2PM 24x7 | 2633.3 | 4.5% | 2520.3973
Vertiv | Vertiv Services | MUEXS208E-302PMONLY8x5 | PM Only Service EXS EXT BATT 2PM8X5 | 2545.75 | 4.5% | 2436.601
Vertiv | Vertiv Services | MUEXS208E-304PMONLY24x7 | PM Only Service EXS EXT BATT 4PM 24x7 | 3310.75 | 4.5% | 3168.8016
Vertiv | Vertiv Services | MUEXS208E-304PMONLY8x5 | PM Only Service EXS EXT BATT 4PM8X5 | 3224.05 | 4.5% | 3085.8189
Vertiv | Vertiv Services | MUEXS208E-30B31 | Basic Service w/ Life 30KVA EXS EXT BATT 3PM24X7 | 4795.7 | 4.5% | 4590.0844
Vertiv | Vertiv Services | MUEXS208E-30B32 | Basic Service w/ Life 30KVA EXS EXT BATT 3PM24X7 | 6975.95 | 4.5% | 6676.8561
Vertiv | Vertiv Services | MUEXS208E-30B33 | Basic Service w/ Life 30KVA EXS EXT BATT 3PM24X7 | 8479.6 | 4.5% | 8116.0372
Vertiv | Vertiv Services | MUEXS208E-30B34 | Basic Service w/ Life 30KVA EXS EXT BATT 3PM24X7 | 9389.95 | 4.5% | 8987.3559
Vertiv | Vertiv Services | MUEXS208E-30E21 | Essential Service w/ Life 30KVA EXS EXT BATT 1PM8X5 | 5778.3 | 4.5% | 5530.5554
Vertiv | Vertiv Services | MUEXS208E-30E22 | Essential Service w/ Life 30KVA EXS EXT BATT 2PM8X5 | 7719.7 | 4.5% | 7388.7179
Vertiv | Vertiv Services | MUEXS208E-30E23 | Essential Service w/ Life 30KVA EXS EXT BATT 3PM8X5 | 9950.95 | 4.5% | 9524.303
Vertiv | Vertiv Services | MUEXS208E-30E24 | Essential Service w/ Life 30KVA EXS EXT BATT 4PM8X5 | 11949.3 | 4.5% | 11436.9738
Vertiv | Vertiv Services | MUEXS208E-30P11 | Preferred Service w/ Life 30KVA EXS EXT BATT 1PM8X5 | 7406.9 | 4.5% | 7089.3292
Vertiv | Vertiv Services | MUEXS208E-30P12 | Preferred Service w/ Life 30KVA EXS EXT BATT 2PM8X5 | 10971.8 | 4.5% | 10501.3841
Vertiv | Vertiv Services | MUEXS208E-30P13 | Preferred Service w/ Life 30KVA EXS EXT BATT 3PM8X5 | 12889.4 | 4.5% | 12336.767
Vertiv | Vertiv Services | MUEXS208E-30P14 | Preferred Service w/ Life 30KVA EXS EXT BATT 4PM8X5 | 17519.35 | 4.5% | 16768.2079
Vertiv | Vertiv Services | MUEXSV208-15BA0 | Basic Service 15KVA EXS V-Model 0PM24X7 | 1206.15 | 4.5% | 1154.4363
Vertiv | Vertiv Services | MUEXSV208-15BA1 | Basic Service 15KVA EXS V-Model 1PM24X7 | 2997.1 | 4.5% | 2868.5993
Vertiv | Vertiv Services | MUEXSV208-15BA2 | Basic Service 15KVA EXS V-Model 2PM24X7 | 4782.95 | 4.5% | 4577.881
Vertiv | Vertiv Services | MUEXSV208-15BA3 | Basic Service 15KVA EXS V-Model 3PM24X7 | 6573.05 | 4.5% | 6291.2305
Vertiv | Vertiv Services | MUEXSV208-15BA4 | Basic Service 15KVA EXS V-Model 4PM24X7 | 8361.45 | 4.5% | 8002.9528
Vertiv | Vertiv Services | MUEXSV208-15ES1 | Essential Service 15KVA EXS V-Model 1PM8X5 | 2973.3 | 4.5% | 2845.8198
Vertiv | Vertiv Services | MUEXSV208-15ES2 | Essential Service 15KVA EXS V-Model 2PM8X5 | 4911.3 | 4.5% | 4700.728
Vertiv | Vertiv Services | MUEXSV208-15ES3 | Essential Service 15KVA EXS V-Model 3PM8X5 | 6697.15 | 4.5% | 6410.0097
Vertiv | Vertiv Services | MUEXSV208-15ES4 | Essential Service 15KVA EXS V-Model 4PM8X5 | 8487.25 | 4.5% | 8123.3592
Vertiv | Vertiv Services | MUEXSV208-15P71 | PM ONLY Service 15KVA EXS V-Model 1PM24X7 | 3037.05 | 4.5% | 2906.8365
Vertiv | Vertiv Services | MUEXSV208-15P72 | PM ONLY Service 15KVA EXS V-Model 2PM24X7 | 6073.25 | 4.5% | 5812.8594
Vertiv | Vertiv Services | MUEXSV208-15P73 | PM ONLY Service 15KVA EXS V-Model 3PM24X7 | 9110.3 | 4.5% | 8719.6959
Vertiv | Vertiv Services | MUEXSV208-15P74 | PM ONLY Service 15KVA EXS V-Model 4PM24X7 | 12148.2 | 4.5% | 11627.3459
Vertiv | Vertiv Services | MUEXSV208-15PF1 | PM ONLY Service 15KVA EXS V-Model 1PM8X5 | 1437.35 | 4.5% | 1375.7236
Vertiv | Vertiv Services | MUEXSV208-15PF2 | PM ONLY Service 15KVA EXS V-Model 2PM8X5 | 3579.35 | 4.5% | 3425.8854
Vertiv | Vertiv Services | MUEXSV208-15PF3 | PM ONLY Service 15KVA EXS V-Model 3PM8X5 | 5364.35 | 4.5% | 5134.3535
Vertiv | Vertiv Services | MUEXSV208-15PF4 | PM ONLY Service 15KVA EXS V-Model 3PM8X5 | 7154.45 | 4.5% | 6847.703
Vertiv | Vertiv Services | MUEXSV208-15PR1 | Preferred Service 15KVA EXS V-Model 1PM24X7 | 4162.45 | 4.5% | 3983.985
Vertiv | Vertiv Services | MUEXSV208-15PR2 | Preferred Service 15KVA EXS V-Model 2PM24X7 | 7406.05 | 4.5% | 7088.5156
Vertiv | Vertiv Services | MUEXSV208-15PR3 | Preferred Service 15KVA EXS V-Model 3PM24X7 | 10443.1 | 4.5% | 9995.3521
Vertiv | Vertiv Services | MUEXSV208-15PR4 | Preferred Service 15KVA EXS V-Model 4PM24X7 | 13480.15 | 4.5% | 12902.1886
Vertiv | Vertiv Services | MUEXSV208-40BA0 | Basic Service 40KVA EXS V-Model 0PM24X7 | 1323.45 | 4.5% | 1266.7071
Vertiv | Vertiv Services | MUEXSV208-40BA1 | Basic Service 40KVA EXS V-Model 1PM24X7 | 3061.7 | 4.5% | 2930.4296
Vertiv | Vertiv Services | MUEXSV208-40BA2 | Basic Service 40KVA EXS V-Model 2PM24X7 | 5083 | 4.5% | 4865.0664
Vertiv | Vertiv Services | MUEXSV208-40BA3 | Basic Service 40KVA EXS V-Model 3PM24X7 | 7106.85 | 4.5% | 6802.1438
Vertiv | Vertiv Services | MUEXSV208-40BA4 | Basic Service 40KVA EXS V-Model 4PM24X7 | 9132.4 | 4.5% | 8740.8483
Vertiv | Vertiv Services | MUEXSV208-40ES1 | Essential Service 40KVA EXS V-Model 1PM8X5 | 2997.95 | 4.5% | 2869.4129
Vertiv | Vertiv Services | MUEXSV208-40ES2 | Essential Service 40KVA EXS V-Model 2PM8X5 | 5173.1 | 4.5% | 4951.3033
Vertiv | Vertiv Services | MUEXSV208-40ES3 | Essential Service 40KVA EXS V-Model 3PM8X5 | 7196.1 | 4.5% | 6887.5672
Vertiv | Vertiv Services | MUEXSV208-40ES4 | Essential Service 40KVA EXS V-Model 4PM8X5 | 9219.1 | 4.5% | 8823.8311
Vertiv | Vertiv Services | MUEXSV208-40P71 | PM ONLY Service 40KVA EXS V-Model 1PM24X7 | 3437.4 | 4.5% | 3290.0215
Vertiv | Vertiv Services | MUEXSV208-40P72 | PM ONLY Service 40KVA EXS V-Model 2PM24X7 | 6873.1 | 4.5% | 6578.4158
Vertiv | Vertiv Services | MUEXSV208-40P73 | PM ONLY Service 40KVA EXS V-Model 3PM24X7 | 10309.65 | 4.5% | 9867.6238
Vertiv | Vertiv Services | MUEXSV208-40P74 | PM ONLY Service 40KVA EXS V-Model 4PM24X7 | 13745.35 | 4.5% | 13156.0181
Vertiv | Vertiv Services | MUEXSV208-40PF1 | PM ONLY Service 40KVA EXS V-Model 1PM8X5 | 1908.25 | 4.5% | 1826.4338
Vertiv | Vertiv Services | MUEXSV208-40PF2 | PM ONLY Service 40KVA EXS V-Model 2PM8X5 | 4049.4 | 4.5% | 3875.782
Vertiv | Vertiv Services | MUEXSV208-40PF3 | PM ONLY Service 40KVA EXS V-Model 3PM8X5 | 6071.55 | 4.5% | 5811.2323
Vertiv | Vertiv Services | MUEXSV208-40PF4 | PM ONLY Service 40KVA EXS V-Model 4PM8X5 | 8095.4 | 4.5% | 7748.3097
Vertiv | Vertiv Services | MUEXSV208-40PR1 | Preferred Service 40KVA EXS V-Model 1PM24X7 | 4343.5 | 4.5% | 4157.2724
Vertiv | Vertiv Services | MUEXSV208-40PR2 | Preferred Service 40KVA EXS V-Model 2PM24X7 | 7996.8 | 4.5% | 7653.9372
Vertiv | Vertiv Services | MUEXSV208-40PR3 | Preferred Service 40KVA EXS V-Model 3PM24X7 | 11434.2 | 4.5% | 10943.9587
Vertiv | Vertiv Services | MUEXSV208-40PR4 | Preferred Service 40KVA EXS V-Model 4PM24X7 | 14868.2 | 4.5% | 14230.7259
Vertiv | Vertiv Services | MUEXSV208EBC-40BA1 | Basic Service 40KVA EXS V-Model EBC 1PM24X7 | 1530.85 | 4.5% | 1465.2148
Vertiv | Vertiv Services | MUEXSV208EBC-40BA2 | Basic Service 40KVA EXS V-Model EBC 2PM24X7 | 3226.6 | 4.5% | 3088.2595
Vertiv | Vertiv Services | MUEXSV208EBC-40BA3 | Basic Service 40KVA EXS V-Model EBC 3PM24X7 | 4921.5 | 4.5% | 4710.4907
Vertiv | Vertiv Services | MUEXSV208EBC-40BA4 | Basic Service 40KVA EXS V-Model EBC 4PM24X7 | 6617.25 | 4.5% | 6333.5354
Vertiv | Vertiv Services | MUEXSV208EBC-40ES1 | Essential Service 40KVA EXS V-Model EBC 1PM8X5 | 1499.4 | 4.5% | 1435.1132
Vertiv | Vertiv Services | MUEXSV208EBC-40ES2 | Essential Service 40KVA EXS V-Model EBC 2PM8X5 | 3195.15 | 4.5% | 3058.1579
Vertiv | Vertiv Services | MUEXSV208EBC-40ES3 | Essential Service 40KVA EXS V-Model EBC 3PM8X5 | 4890.05 | 4.5% | 4680.3891
Vertiv | Vertiv Services | MUEXSV208EBC-40ES4 | Essential Service 40KVA EXS V-Model EBC 4PM8X5 | 6585.8 | 4.5% | 6303.4338
Vertiv | Vertiv Services | MUEXSV208EBC-40PR1 | Preferred Service 40KVA EXS V-Model EBC 1PM24X7 | 2171.75 | 4.5% | 2078.6362
Vertiv | Vertiv Services | MUEXSV208EBC-40PR2 | Preferred Service 40KVA EXS V-Model EBC 2PM24X7 | 3867.5 | 4.5% | 3701.6809
Vertiv | Vertiv Services | MUEXSV208EBC-40PR3 | Preferred Service 40KVA EXS V-Model EBC 3PM24X7 | 5563.25 | 4.5% | 5324.7257
Vertiv | Vertiv Services | MUEXSV208EBC-40PR4 | Preferred Service 40KVA EXS V-Model EBC 4PM24X7 | 7258.15 | 4.5% | 6946.9568
Vertiv | Vertiv Services | MUEXSVEBC208-15BA1 | Basic Service 15KVA EXS V-Model EBC 1PM24X7 | 1360 | 4.5% | 1301.69
Vertiv | Vertiv Services | MUEXSVEBC208-15BA2 | Basic Service 15KVA EXS V-Model EBC 2PM24X7 | 3055.75 | 4.5% | 2924.7347
Vertiv | Vertiv Services | MUEXSVEBC208-15BA3 | Basic Service 15KVA EXS V-Model EBC 3PM24X7 | 4751.5 | 4.5% | 4547.7794
Vertiv | Vertiv Services | MUEXSVEBC208-15BA4 | Basic Service 15KVA EXS V-Model EBC 4PM24X7 | 6447.25 | 4.5% | 6170.8242
Vertiv | Vertiv Services | MUEXSVEBC208-15ES1 | Essential Service 15KVA EXS V-Model EBC 1PM8X5 | 1360 | 4.5% | 1301.69
Vertiv | Vertiv Services | MUEXSVEBC208-15ES2 | Essential Service 15KVA EXS V-Model EBC 2PM8X5 | 3055.75 | 4.5% | 2924.7347
Vertiv | Vertiv Services | MUEXSVEBC208-15ES3 | Essential Service 15KVA EXS V-Model EBC 3PM8X5 | 4751.5 | 4.5% | 4547.7794
Vertiv | Vertiv Services | MUEXSVEBC208-15ES4 | Essential Service 15KVA EXS V-Model EBC 4PM8X5 | 6447.25 | 4.5% | 6170.8242
Vertiv | Vertiv Services | MUEXSVEBC208-15PR1 | Preferred Service 15KVA EXS V-Model EBC 1PM24X7 | 2081.65 | 4.5% | 1992.3993
Vertiv | Vertiv Services | MUEXSVEBC208-15PR2 | Preferred Service 15KVA EXS V-Model EBC 2PM24X7 | 3777.4 | 4.5% | 3615.444
Vertiv | Vertiv Services | MUEXSVEBC208-15PR3 | Preferred Service 15KVA EXS V-Model EBC 3PM24X7 | 5473.15 | 4.5% | 5238.4887
Vertiv | Vertiv Services | MUEXSVEBC208-15PR4 | Preferred Service 15KVA EXS V-Model EBC 4PM24X7 | 7168.05 | 4.5% | 6860.7199
Vertiv | Vertiv Services | MUITA2-10K1PM24 | PMSVC ITA2 8-10KVA 1PM24x7 | 2969.05 | 4.5% | 2841.752
Vertiv | Vertiv Services | MUITA2-10K1PM85 | PMSVC ITA2 8-10KVA 1PM8X5 | 2112.25 | 4.5% | 2021.6873
Vertiv | Vertiv Services | MUITA2-10KBA0 | BASCSVC ITA2 8-10KVA 0PM24x7 | 1573.35 | 4.5% | 1505.8926
Vertiv | Vertiv Services | MUITA2-10KES1 | ESTLSVC ITA2 8-10KVA 1PM8x5 | 3959.3 | 4.5% | 3789.545
Vertiv | Vertiv Services | MUITA2-10KPR1 | PREFSVC ITA2 8-10KVA 1PM24x7 | 4677.55 | 4.5% | 4477
Vertiv | Vertiv Services | MUITA2-40K1PM24 | ITA2 5-40kVA Preventive Maintenance Contract 1PM 7x24 | 2969.05 | 4.5% | 2841.752
Vertiv | Vertiv Services | MUITA2-40K1PM85 | ITA2 5-40kVA Preventive Maintenance Contract 1PM 8x5 M-F | 2112.25 | 4.5% | 2021.6873
Vertiv | Vertiv Services | MUITA2-40KBA0 | ITA2 5-40kVA Basic Service Contract 0PM | 1573.35 | 4.5% | 1505.8926
Vertiv | Vertiv Services | MUITA2-40KES1 | ITA2 5-40kVA Essential Service Contract 1PM 8x5 M-F | 3959.3 | 4.5% | 3789.545
Vertiv | Vertiv Services | MUITA2-40KPR1 | ITA2 5-40kVA Preferred Service Contract 1PM 7x24 | 4677.55 | 4.5% | 4477
Vertiv | Vertiv Services | MUITA2-BATT1PM24 | PMSVC ITA2 EXTBATT 1PM24x7 | 1555.5 | 4.5% | 1488.8079
Vertiv | Vertiv Services | MUITA2-BATT1PM85 | PMSVC ITA2 EXTBATT 1PM8X5 | 1340.45 | 4.5% | 1282.9782
Vertiv | Vertiv Services | MUITA2-EBC-BA0 | BASCSVC 8-10 ITA2 EBC PM0 | 648.55 | 4.5% | 620.7434
Vertiv | Vertiv Services | MUITA2-EBC-ES1 | ESTLSVC 8-10 ITA2 EBC PM1 | 1977.95 | 4.5% | 1893.1454
Vertiv | Vertiv Services | MUITA2-EBC-PR1 | PREFSVC 8-10 ITA2 EBC PM1 | 2192.15 | 4.5% | 2098.1616
Vertiv | Vertiv Services | MUITA2-MBC1PM24 | PMSVC 8-10 ITA2 MBC 24x7 PM1 | 1080.35 | 4.5% | 1034.03
Vertiv | Vertiv Services | MUITA2-MBC1PM85 | PMSVC ITA2 MBC 1PM8X5 | 874.65 | 4.5% | 837.1494
Vertiv | Vertiv Services | MUITA2-MBCBA0 | BASCSVC 8-10 ITA2 MBC PM0 | 822.8 | 4.5% | 787.5224
Vertiv | Vertiv Services | MUITA2-MBCES1 | ESTLSVC 8-10 ITA2 MBC PM1 | 1299.65 | 4.5% | 1243.9275
Vertiv | Vertiv Services | MUITA2-MBCPR1 | PREFSVC 8-10 ITA2 MBC PM1 | 1473.9 | 4.5% | 1410.7065
Vertiv | 1 Phase UPS | NMBHW41 | Hardwired 16 kVA Bypass Cabinet w/ 120/120/208/240 V Output, 60 or 50Hz. Includes 100A Output Circuit Breaker | 2431 | 10% | 2204.3093
Vertiv | 1 Phase UPS | NMBHW81 | Hardwired 20 kVA Bypass Cabinet w/ 120/120/208/240 V Output, 60 or 50 Hz. Includes 125A Output Circuit Breaker | 3389.8 | 10% | 3073.7012
Vertiv | Rack PDU | NPP-1 | NEMA Outlet Plug | 8.5 | 10% | 7.7074
Vertiv | 1 Phase UPS | NREPOKIT | Remote Emergency Power Off (REPO) Kit | 577.15 | 10% | 523.3308
Vertiv | Vertiv Services | PAITA-5-40KLF | ITA2 5-40kVA Power Assurance Package Plus LIFE - with Startup and Removal | 4204.1 | 4.5% | 4023.8492
Vertiv | Vertiv Services | PAPAPS-15K | PAPAPS-15K W STARTUP | 8385.25 | 4.5% | 8025.7324
Vertiv | Vertiv Services | PAPAPS-15KLF | PAPAPS-15K W LIFE | 9224.2 | 4.5% | 8828.7124
Vertiv | Vertiv Services | PAPAPS-20K | PAPAPS-20K W STARTUP | 8919.9 | 4.5% | 8537.4593
Vertiv | Vertiv Services | PAPAPS-20KLF | PAPAPS-20K W LIFE | 9812.4 | 4.5% | 9391.6933
Vertiv | Vertiv Services | PAPAPS-BATT1 | PAPAPS 1X BATT W STARTUP | 3868.35 | 4.5% | 3702.4945
Vertiv | Vertiv Services | PAPAPS-BATT2 | PAPAPS 2X BATT W STARTUP | 4024.75 | 4.5% | 3852.1888
Vertiv | Vertiv Services | PAPAPS-BATT3 | PAPAPS 3X BATT W STARTUP | 4081.7 | 4.5% | 3906.6971
Vertiv | Vertiv Services | PAPAPS-BATT4 | PAPAPS 4X BATT W STARTUP | 4236.4 | 4.5% | 4054.7643
Vertiv | Vertiv Services | PAPAPS-BATT5 | PAPAPS 5X BATT W STARTUP | 4389.4 | 4.5% | 4201.2045
Vertiv | Vertiv Services | PAPAPS-BATT6 | PAPAPS 6X BATT W STARTUP | 4543.25 | 4.5% | 4348.4582
Vertiv | Vertiv Services | PAPAPS-BATT7 | PAPAPS 7X BATT W STARTUP | 4696.25 | 4.5% | 4494.8983
Vertiv | Vertiv Services | PAPAPS-MBC | PAPAPS MAINT BP CAB | 2626.5 | 4.5% | 2513.8888
Vertiv | Vertiv Services | PAPGXT15-20K | PAPGXT15-20K W/STARTUP | 4550.9 | 4.5% | 4355.7802
Vertiv | Vertiv Services | PAPGXT15-20KLF | PAPGXT15-20kVA W/LIFE | 5235.15 | 4.5% | 5010.6929
Vertiv | Vertiv Services | PAPGXT15-20KRLF | PAPGXT15-20KVA W/RMV/LIFE | 6233.05 | 4.5% | 5965.808
Vertiv | Vertiv Services | PAPGXT15-20KRMV | PAPGXT15-20K W/STARTUP/RMV | 5549.65 | 4.5% | 5311.7088
Vertiv | Vertiv Services | PAPGXT-1K3K | PAPGXT-UP TO 3K WSTARTUP | 2437.8 | 4.5% | 2333.2793
Vertiv | Vertiv Services | PAPGXT-1K3KLF | POWER ASSR PCKG GXT 1-3KVA W LIFE | 3393.2 | 4.5% | 3247.7165
Vertiv | Vertiv Services | PAPGXT-1K3KRLF | POWER ASSR PCKG GXT 1-3KVA W RMVL+LIFE | 4101.25 | 4.5% | 3925.4089
Vertiv | Vertiv Services | PAPGXT-1K3KRMV | PAPGXT UP TO 3K WSTARTUP RMV | 3184.95 | 4.5% | 3048.3953
Vertiv | Vertiv Services | PAPGXT-5K6K | PAPGXT-5K6K WSTARTUP | 2799.05 | 4.5% | 2679.0407
Vertiv | Vertiv Services | PAPGXT-5K6KLF | POWER ASSR PCKG GXT 5-6KVA W LIFE | 3734.05 | 4.5% | 3573.9526
Vertiv | Vertiv Services | PAPGXT-5K6KRLF | POWER ASSR PCKG GXT 5-6KVA W RMVL+LIFE | 4437.85 | 4.5% | 4247.5772
Vertiv | Vertiv Services | PAPGXT-5K6KRMV | PAPGXT-5K6K WSTARTUP RMV | 3537.7 | 4.5% | 3386.0211
Vertiv | Vertiv Services | PAPGXT-8-10K | PAPGXT-8-10K WSTARTUP | 3789.3 | 4.5% | 3626.8338
Vertiv | Vertiv Services | PAPGXT-8-10KLF | POWER ASSR PCKG GXT 8-10KVA W LIFE | 4663.1 | 4.5% | 4463.1696
Vertiv | Vertiv Services | PAPGXT-8-10KRLF | POWER ASSR PCKG GXT 8-10KVA W RMVL+LIFE | 5377.95 | 4.5% | 5147.3704
Vertiv | Vertiv Services | PAPGXT-8-10KRMV | PAPGXT-8-10K WSTARTUP RMV | 4505 | 4.5% | 4311.8481
Vertiv | Vertiv Services | PAPGXT-BATT | PAPGXT BATT WSTARTUP | 1796.9 | 4.5% | 1719.8579
Vertiv | Vertiv Services | PAPGXT-BATTRMV | PAPGXT BATT WSTARTUP RMV | 2542.35 | 4.5% | 2433.3467
Vertiv | Vertiv Services | PAPGXTLI-192VBATT | 5 YEAR POWER ASSR 192V LI BATT CAB w STARTUP | 1796.9 | 4.5% | 1719.8579
Vertiv | Vertiv Services | PAPGXTLI-192VBATTRMV | 5 YEAR POWER ASSR 192V LI BATT CAB w STARTUP+REMOVAL | 2542.35 | 4.5% | 2433.3467
Vertiv | Vertiv Services | PAPGXTLI-1K3K | 5 YEAR PAPGXT-LITHIUM 1-3KVA SERVICE | 2193 | 4.5% | 2098.9751
Vertiv | Vertiv Services | PAPGXTLI-1K3KLF | 5 YEAR PAPGXT-LITHIUM 1-3KVA SERVICE W LIFE | 3053.2 | 4.5% | 2922.294
Vertiv | Vertiv Services | PAPGXTLI-1K3KRLF | 5 YEAR PAPGXT-LITHIUM 1-3KVA SERVICE W RMV + LIFE | 3691.55 | 4.5% | 3533.2748
Vertiv | Vertiv Services | PAPGXTLI-1K3KRMV | 5 YEAR PAPGXT-LITHIUM 1-3KVA SERVICE W RMV | 2866.2 | 4.5% | 2743.3117
Vertiv | Vertiv Services | PAPGXTLI-48VBATT | POWER ASSR 48V LI BATT CAB w STARTUP | 1616.7 | 4.5% | 1547.384
Vertiv | Vertiv Services | PAPGXTLI-48VBATTRMV | POWER ASSR 48V LI BATT CAB w STARTUP+REMOVAL | 2288.2 | 4.5% | 2190.0934
Vertiv | Vertiv Services | PAPGXTLI-5K6K | 5 YEAR PAPGXT-LITHIUM 5-6KVA SERVICE | 2352.8 | 4.5% | 2251.9237
Vertiv | Vertiv Services | PAPGXTLI-5K6KLF | 5 YEAR PAPGXT-LITHIUM 5-6KVA SERVICE + LIFE | 3140.75 | 4.5% | 3006.0903
Vertiv | Vertiv Services | PAPGXTLI-5K6KRLF | 5 YEAR PAPGXT-LITHIUM 5-6KVA SERVICE W RMV + LIFE | 3733.2 | 4.5% | 3573.139
Vertiv | Vertiv Services | PAPGXTLI-5K6KRMV | 5 YEAR PAPGXT-LITHIUM 5-6KVA SERVICE W RMV | 2975.85 | 4.5% | 2848.2604
Vertiv | Vertiv Services | PAPGXTLI-8-10K | 5 YEAR PAPGXT-LITHIUM 8-10KVA SERVICE | 3186.65 | 4.5% | 3050.0224
Vertiv | Vertiv Services | PAPGXTLI-8-10KLF | 5 YEAR PAPGXT-LITHIUM 8-10KVA SERVICE + LIFE | 3921.9 | 4.5% | 3753.7485
Vertiv | Vertiv Services | PAPGXTLI-8-10KRLF | 5 YEAR PAPGXT-LITHIUM 8-10KVA SERVICE W RMV + LIFE | 4523.7 | 4.5% | 4329.7464
Vertiv | Vertiv Services | PAPGXTLI-8-10KRMV | 5 YEAR PAPGXT-LITHIUM 8-10KVA SERVICE W RMV | 3789.3 | 4.5% | 3626.8338
Vertiv | Vertiv Services | PAPITA-5-40K | ITA2 5-40kVA Power Assurance Package - with Startup | 3684.75 | 4.5% | 3526.7663
Vertiv | Vertiv Services | PAPITA-5-40KRLF | ITA2 5-40kVA Power Assuance Package plus LIFE - with Startup and Removal | 4274.65 | 4.5% | 4091.3744
Vertiv | Vertiv Services | PAPITA-5-40KRMV | ITA2 5-40kVA Power Assuance Package - with Startup and Removal | 4275.5 | 4.5% | 4092.1879
Vertiv | Vertiv Services | PAPITA-8-10K | PAP ITA2 8-10K, Startup 7x24 | 3995 | 4.5% | 3823.7144
Vertiv | Vertiv Services | PAPITA-8-10KLF | PAP ITA2 8-10K, SU 7x24, LIFE | 4557.7 | 4.5% | 4362.2886
Vertiv | Vertiv Services | PAPITA-8-10KRLF | PAP ITA2 8-10KVA WS/U LIFE RMV | 4634.2 | 4.5% | 4435.5087
Vertiv | Vertiv Services | PAPITA-8-10KRMV | PAP ITA2 8-10KVA w S/U RMV | 4635.05 | 4.5% | 4436.3222
Vertiv | Vertiv Services | PAPITA-BATT | PAP ITA2 EBC, Startup 7x24 | 1868.3 | 4.5% | 1788.1966
Vertiv | Vertiv Services | PAPITA-BATTRMV | PAP ITA2 BATT W S/U & RMV | 2498.15 | 4.5% | 2391.0418
Vertiv | Vertiv Services | PAPITA-LI192VBATT | ITA 5YR POWER ASSUR 192V LI BATT CAB | 1680.45 | 4.5% | 1608.4007
Vertiv | Vertiv Services | PAPITA-LI192VBATTRMV | ITA 5YR POWER ASSUR 192V LI BATT CAB W RMV | 2248.25 | 4.5% | 2151.8563
Vertiv | Vertiv Services | PAPPSI-1K3K | PAPPSI UP TO 3K WSTARTUP | 2147.1 | 4.5% | 2055.0431
Vertiv | Vertiv Services | PAPPSI-1K3KLF | PAPPSI UP TO 3K WSTARTUP W LIFE | 3184.95 | 4.5% | 3048.3953
Vertiv | Vertiv Services | PAPPSI-1K3KLI | PAPPSI UP TO 3K LI WSTARTUP | 1933.75 | 4.5% | 1850.8405
Vertiv | Vertiv Services | PAPPSI-1K3KLILF | PAPPSI UP TO 3K LI WSTARTUP W LIFE | 3099.95 | 4.5% | 2967.0396
Vertiv | Vertiv Services | PAPPSI-1K3KLIRLF | PAPPSI UP TO 3K LI W SU RMV W LIFE | 3913.4 | 4.5% | 3745.613
Vertiv | Vertiv Services | PAPPSI-1K3KLIRMV | PAPPSI UP TO 3K LI WSTARTUPRMV | 2602.7 | 4.5% | 2491.1092
Vertiv | Vertiv Services | PAPPSI-1K3KRLF | PAPPSI UP TO 3K W SU RMV W LIFE | 4034.1 | 4.5% | 3861.138
Vertiv | Vertiv Services | PAPPSI-1K3KRMV | PAPPSI UP TO 3K WSTARTUP RMV | 2894.25 | 4.5% | 2770.159
Vertiv | Vertiv Services | PAPPSI-5K | PAPPSI 5K WSTARTUP | 2498.15 | 4.5% | 2391.0418
Vertiv | Vertiv Services | PAPPSI-5KLF | PAPPSI 5K WSTARTUP W LIFE | 3520.7 | 4.5% | 3369.75
Vertiv | Vertiv Services | PAPPSI-5KRLF | PAPPSI 5K W SU RMV W LIFE | 4202.4 | 4.5% | 4022.2221
Vertiv | Vertiv Services | PAPPSI-5KRMV | PAPPSI 5K WSTARTUPRMV | 3213 | 4.5% | 3075.2426
Vertiv | Vertiv Services | PAPPSI-BATT | PAPPSI BATT WSTARTUP | 1949.9 | 4.5% | 1866.298
Vertiv | Vertiv Services | PAPPSI-BATTRMV | PAPPSI BATT WSTARTUP RMV | 2639.25 | 4.5% | 2526.0922
Vertiv | Vertiv Services | PB-GVG3-1000VA | PB-GVG3-1000VA | 2645.2 | 4.5% | 2531.787
Vertiv | Vertiv Services | PB-GVG3-1500VA | PB-GVG3-1500VA | 2863.65 | 4.5% | 2740.871
Vertiv | Vertiv Services | PB-GVG3-2000VA | PB-GVG3-2000VA | 2863.65 | 4.5% | 2740.871
Vertiv | Vertiv Services | PB-GVG3-3000VA | PB-GVG3-3000VA | 3021.75 | 4.5% | 2892.1925
Vertiv | Vertiv Services | PB-GVG3-6K208V | PB-GVG3-6K208V | 5087.25 | 4.5% | 4869.1342
Vertiv | Vertiv Services | PB-GVG3X1000VA | ProRef GVG3-1000 MULTI | 1851.3 | 4.5% | 1771.9255
Vertiv | Vertiv Services | PB-GVG3X1500VA | ProRef GVG3-1500 MULTI | 2004.3 | 4.5% | 1918.3656
Vertiv | Vertiv Services | PB-GVG3X2000VA | ProRef GVG3-2000 MULTI | 2004.3 | 4.5% | 1918.3656
Vertiv | Vertiv Services | PB-GVG3X3000VA | ProRef GVG3-3000 MULTI | 2418.25 | 4.5% | 2314.5675
Vertiv | Vertiv Services | PB-GVG3X6K208V | ProRef GVG3-6K208 MULTI | 4071.5 | 4.5% | 3896.9344
Vertiv | Vertiv Services | PB-GXT34-1000VA | PB-GXT3+4-1000VA | 2470.95 | 4.5% | 2365.008
Vertiv | Vertiv Services | PB-GXT34-1500VA | PB-GXT3+4-1500VA | 2737.85 | 4.5% | 2620.4647
Vertiv | Vertiv Services | PB-GXT34-2000VA | PB-GXT3+4-2000VA | 2737.85 | 4.5% | 2620.4647
Vertiv | Vertiv Services | PB-GXT34-3000VA | PB-GXT3+4-3000VA | 2847.5 | 4.5% | 2725.4134
Vertiv | Vertiv Services | PB-GXT34-500VA | PB-GXT3+4-500VA | 2470.95 | 4.5% | 2365.008
Vertiv | Vertiv Services | PB-GXT34-5K208V | PB-GXT3+4-5K208V | 4387.7 | 4.5% | 4199.5774
Vertiv | Vertiv Services | PB-GXT34-6K208V | PB-GXT3+4-6K208V | 4387.7 | 4.5% | 4199.5774
Vertiv | Vertiv Services | PB-GXT34-6KL630 | PB-GXT3+4-6KL630 | 5468.9 | 4.5% | 5234.4209
Vertiv | Vertiv Services | PB-GXT34-700VA | PB-GXT3+4-700VA | 2470.95 | 4.5% | 2365.008
Vertiv | Vertiv Services | PB-GXT34-8-10K | PB-GXT3+4-8-10K | 6039.25 | 4.5% | 5780.3172
Vertiv | Vertiv Services | PB-GXT34X1000VA | ProRef GXT3-4 1000 MULTI | 1482.4 | 4.5% | 1418.8421
Vertiv | Vertiv Services | PB-GXT34X1500VA | ProRef GXT3-4 1500 MULTI | 1643.9 | 4.5% | 1573.4178
Vertiv | Vertiv Services | PB-GXT34X2000VA | ProRef GXT3-4 2000 MULTI | 1643.9 | 4.5% | 1573.4178
Vertiv | Vertiv Services | PB-GXT34X3000VA | ProRef GXT3-4 3000 MULTI | 2281.4 | 4.5% | 2183.585
Vertiv | Vertiv Services | PB-GXT34X500VA | ProRef GXT3-4 500 MULTI | 1482.4 | 4.5% | 1418.8421
Vertiv | Vertiv Services | PB-GXT34X5K208V | ProRef GXT3-4 5K208 MULTI | 3509.65 | 4.5% | 3359.1738
Vertiv | Vertiv Services | PB-GXT34X6K208V | ProRef GXT3-4 6K208 MULTI | 3509.65 | 4.5% | 3359.1738
Vertiv | Vertiv Services | PB-GXT34X6KL630 | ProRef GXT3-4 6KL6 MULTI | 4375.8 | 4.5% | 4188.1876
Vertiv | Vertiv Services | PB-GXT34X700VA | PB-GXT3+4-700VA MULTI | 1413.55 | 4.5% | 1352.944
Vertiv | Vertiv Services | PB-GXT34X8-10K | ProRef GXT3-4 8-10K MULTI | 4832.25 | 4.5% | 4625.0673
Vertiv | Vertiv Services | PB-GXT5-144VBAT | Pro Refresh GXT5 144VBAT | 4387.7 | 4.5% | 4199.5774
Vertiv | Vertiv Services | PB-GXT5-192VBAT | Pro Refresh GXT5 192VBAT | 4686.9 | 4.5% | 4485.9492
Vertiv | Vertiv Services | PB-GXT5-288VBAT | Pro Refresh GXT5 288VBAT | 5075.35 | 4.5% | 4857.7444
Vertiv | Vertiv Services | PB-GXT5-288VBAT2 | Pro Refresh GXT5 288VBAT2 | 6241.55 | 4.5% | 5973.9435
Vertiv | Vertiv Services | PB-GXT5-36VBAT | Pro Refresh GXT5 36VBAT | 2470.95 | 4.5% | 2365.008
Vertiv | Vertiv Services | PB-GXT5-48VBAT | Pro Refresh GXT5 48VBAT | 2737.85 | 4.5% | 2620.4647
Vertiv | Vertiv Services | PB-GXT5-72VBAT | Pro Refresh GXT5 72VBAT | 2847.5 | 4.5% | 2725.4134
Vertiv | Vertiv Services | PB-GXT5X-144VBAT | Pro Refresh GXT5 144VBAT MULTI | 3511.35 | 4.5% | 3360.8009
Vertiv | Vertiv Services | PB-GXT5X-192VBAT | Pro Refresh GXT5 192VBAT MULTI | 3750.2 | 4.5% | 3589.4102
Vertiv | Vertiv Services | PB-GXT5X-288VBAT | Pro Refresh GXT5 288VBAT MULTI | 4061.3 | 4.5% | 3887.1718
Vertiv | Vertiv Services | PB-GXT5X-288VBAT2 | Pro Refresh GXT5 288VBAT2 MULTI | 4993.75 | 4.5% | 4779.643
Vertiv | Vertiv Services | PB-GXT5X-36VBAT | Pro Refresh GXT5 36VBAT MULTI | 1976.25 | 4.5% | 1891.5183
Vertiv | Vertiv Services | PB-GXT5X-48VBAT | Pro Refresh GXT5 48VBAT MULTI | 2190.45 | 4.5% | 2096.5345
Vertiv | Vertiv Services | PB-GXT5X-72VBAT | Pro Refresh GXT5 72VBAT MULTI | 2278 | 4.5% | 2180.3308
Vertiv | Vertiv Services | PB-PSI3-1000RT | PB-PSI3-1000RT | 1886.15 | 4.5% | 1805.2813
Vertiv | Vertiv Services | PB-PSI3-1000XR | PB-PSI3-1000XR | 1960.1 | 4.5% | 1876.0607
Vertiv | Vertiv Services | PB-PSI3-1500RT | PB-PSI3-1500RT | 1947.35 | 4.5% | 1863.8574
Vertiv | Vertiv Services | PB-PSI3-1500XR | PB-PSI3-1500XR | 1988.15 | 4.5% | 1902.9081
Vertiv | Vertiv Services | PB-PSI3-2000RT | PB-PSI3-2000RT | 2067.2 | 4.5% | 1978.5688
Vertiv | Vertiv Services | PB-PSI3-2000XR | PB-PSI3-2000XR | 2134.35 | 4.5% | 2042.8397
Vertiv | Vertiv Services | PB-PSI3-3000RT | PB-PSI3-3000RT | 2100.35 | 4.5% | 2010.2975
Vertiv | Vertiv Services | PB-PSI3-3000XR | PB-PSI3-3000XR | 2159.85 | 4.5% | 2067.2464
Vertiv | Vertiv Services | PB-PSI3-750RT | PB-PSI3-750RT | 1886.15 | 4.5% | 1805.2813
Vertiv | Vertiv Services | PB-PSI3X1000RT | ProRef PSI3-1000 MULTI | 1132.2 | 4.5% | 1083.6569
Vertiv | Vertiv Services | PB-PSI3X1000XR | ProRef PSI3-1000 MULTI | 1178.1 | 4.5% | 1127.589
Vertiv | Vertiv Services | PB-PSI3X1500RT | ProRef PSI3-1500 MULTI | 1170.45 | 4.5% | 1120.267
Vertiv | Vertiv Services | PB-PSI3X1500XR | ProRef PSI3-1500 MULTI | 1195.95 | 4.5% | 1144.6736
Vertiv | Vertiv Services | PB-PSI3X2000RT | ProRef PSI3-2000 MULTI | 1239.3 | 4.5% | 1186.165
Vertiv | Vertiv Services | PB-PSI3X2000XR | ProRef PSI3-2000 MULTI | 1281.8 | 4.5% | 1226.8428
Vertiv | Vertiv Services | PB-PSI3X24VBXR | ProRef PSI3-24VB MULTI | 1550.4 | 4.5% | 1483.9266
Vertiv | Vertiv Services | PB-PSI3X3000RT | ProRef PSI3-3000 MULTI | 1313.25 | 4.5% | 1256.9444
Vertiv | Vertiv Services | PB-PSI3X3000XR | ProRef PSI3-3000 MULTI | 1352.35 | 4.5% | 1294.368
Vertiv | Vertiv Services | PB-PSI3X48VBXR | ProRef PSI3-48VB MULTI | 1550.4 | 4.5% | 1483.9266
Vertiv | Vertiv Services | PB-PSI3X750RT | ProRef PSI3-750 MULTI | 1132.2 | 4.5% | 1083.6569
Vertiv | Vertiv Services | PB-PSI5-1100VA | PB-PSI5-1100VA | 1954.15 | 4.5% | 1870.3658
Vertiv | Vertiv Services | PB-PSI5-1500LI | Pro Refresh PSI5-1500VA Lithium | 3243.6 | 4.5% | 3104.5306
Vertiv | Vertiv Services | PB-PSI5-1500VA | PB-PSI5-1500VA | 2049.35 | 4.5% | 1961.4841
Vertiv | Vertiv Services | PB-PSI5-2200LI | Pro Refresh PSI5-2200VA Lithium | 4165.85 | 4.5% | 3987.2392
Vertiv | Vertiv Services | PB-PSI5-2200VA | PB-PSI5-2200VA | 2130.1 | 4.5% | 2038.772
Vertiv | Vertiv Services | PB-PSI5-3000LI | Pro Refresh PSI5-3000VA Lithium | 5015.85 | 4.5% | 4800.7954
Vertiv | Vertiv Services | PB-PSI5-3000VA | PB-PSI5-3000VA | 2158.15 | 4.5% | 2065.6193
Vertiv | Vertiv Services | PB-PSI5-5000VA | PB-PSI5-5000VA | 3078.7 | 4.5% | 2946.7007
Vertiv | Vertiv Services | PB-PSI5-800VA | PB-PSI5-800VA | 1940.55 | 4.5% | 1857.3489
Vertiv | Vertiv Services | PB-PSI5X1100VA | ProRef PSI5X1100 MULTI | 1174.7 | 4.5% | 1124.3347
Vertiv | Vertiv Services | PB-PSI5X-1500LI | Pro Refresh PSI5-1500VA Lithium MULTI | 1947.35 | 4.5% | 1863.8574
Vertiv | Vertiv Services | PB-PSI5X1500VA | ProRef PSI5X1500 MULTI | 1229.95 | 4.5% | 1177.2159
Vertiv | Vertiv Services | PB-PSI5X-2200LI | Pro Refresh PSI5-2200VA Lithium MULTI | 2501.55 | 4.5% | 2394.296
Vertiv | Vertiv Services | PB-PSI5X2200VA | ProRef PSI5X2200 MULTI | 1280.95 | 4.5% | 1226.0293
Vertiv | Vertiv Services | PB-PSI5X-3000LI | Pro Refresh PSI5-3000VA Lithium MULTI | 3010.7 | 4.5% | 2881.6162
Vertiv | Vertiv Services | PB-PSI5X3000VA | ProRef PSI5X3000 MULTI | 1295.4 | 4.5% | 1239.8597
Vertiv | Vertiv Services | PB-PSI5X5000VA | ProRef PSI5X5000 MULTI | 1847.9 | 4.5% | 1768.6713
Vertiv | Vertiv Services | PB-PSI5X800VA | ProRef PSI5X800 MULTI | 1165.35 | 4.5% | 1115.3856
Vertiv | Vertiv Services | PBRGVG3-1000LF | PBRGVG3-1000VA 2YR BASIC+LF | 3709.4 | 4.5% | 3550.3595
Vertiv | Vertiv Services | PBRGVG3-1000VA | PBRGVG3-1000VA 2YR BASIC | 3249.55 | 4.5% | 3110.2255
Vertiv | Vertiv Services | PBRGVG3-1500LF | PBRGVG3-1500VA 2YR BASIC+LF | 3934.65 | 4.5% | 3765.9519
Vertiv | Vertiv Services | PBRGVG3-1500VA | PBRGVG3-1500VA 2YR BASIC | 3457.8 | 4.5% | 3309.5468
Vertiv | Vertiv Services | PBRGVG3-2000LF | PBRGVG3-2000VA 2YR BASIC+LF | 3934.65 | 4.5% | 3765.9519
Vertiv | Vertiv Services | PBRGVG3-2000VA | PBRGVG3-2000VA 2YR BASIC | 3457.8 | 4.5% | 3309.5468
Vertiv | Vertiv Services | PBRGVG3-3000LF | PBRGVG3-3000VA 2YR BASIC+LF | 4096.15 | 4.5% | 3920.5276
Vertiv | Vertiv Services | PBRGVG3-3000VA | PBRGVG3-3000VA 2YR BASIC | 3604 | 4.5% | 3449.4785
Vertiv | Vertiv Services | PBRGVG3-6K208L | PBRGVG3-6K208V 2YR BASIC+LF | 6581.55 | 4.5% | 6299.366
Vertiv | Vertiv Services | PBRGVG3-6K208V | PBRGVG3-6K208V 2YR BASIC | 5819.95 | 4.5% | 5570.4196
Vertiv | Vertiv Services | PBRGVG3X1000LF | ProRef PL GVG3-1000LF MULTI | 2317.95 | 4.5% | 2218.5679
Vertiv | Vertiv Services | PBRGVG3X1000VA | ProRef PL GVG3-1000 MULTI | 2033.2 | 4.5% | 1946.0266
Vertiv | Vertiv Services | PBRGVG3X1500LF | ProRef PL GVG3-1500LF MULTI | 2459.9 | 4.5% | 2354.4318
Vertiv | Vertiv Services | PBRGVG3X1500VA | ProRef PL GVG3-1500 MULTI | 2160.7 | 4.5% | 2068.06
Vertiv | Vertiv Services | PBRGVG3X2000LF | ProRef PL GVG3-2000LF MULTI | 2459.9 | 4.5% | 2354.4318
Vertiv | Vertiv Services | PBRGVG3X2000VA | ProRef PL GVG3-2000 MULTI | 2160.7 | 4.5% | 2068.06
Vertiv | Vertiv Services | PBRGVG3X3000LF | ProRef PL GVG3-3000LF MULTI | 3073.6 | 4.5% | 2941.8194
Vertiv | Vertiv Services | PBRGVG3X3000VA | ProRef PL GVG3-3000 MULTI | 2703 | 4.5% | 2587.1089
Vertiv | Vertiv Services | PBRGVG3X6K208L | ProRef PL GVG3-6K208L MULTI | 4938.5 | 4.5% | 4726.7618
Vertiv | Vertiv Services | PBRGVG3X6K208V | ProRef PL GVG3-6K208 MULTI | 4364.75 | 4.5% | 4177.6113
Vertiv | Vertiv Services | PBRGXT34-1000LF | PBRGXT3+4-1000VA 2YR BASIC+LF | 3530.9 | 4.5% | 3379.5127
Vertiv | Vertiv Services | PBRGXT34-1000VA | PBRGXT3+4-1000VA 2YR BASIC | 3091.45 | 4.5% | 2958.9041
Vertiv | Vertiv Services | PBRGXT34-1500LF | PBRGXT3+4-1500VA 2YR BASIC+LF | 3805.45 | 4.5% | 3642.2913
Vertiv | Vertiv Services | PBRGXT34-1500VA | PBRGXT3+4-1500VA 2YR BASIC | 3339.65 | 4.5% | 3196.4625
Vertiv | Vertiv Services | PBRGXT34-2000LF | PBRGXT3+4-2000VA 2YR BASIC+LF | 3805.45 | 4.5% | 3642.2913
Vertiv | Vertiv Services | PBRGXT34-2000VA | PBRGXT3+4-2000VA 2YR BASIC | 3339.65 | 4.5% | 3196.4625
Vertiv | Vertiv Services | PBRGXT34-3000LF | PBRGXT3+4-3000VA 2YR BASIC+LF | 3919.35 | 4.5% | 3751.3079
Vertiv | Vertiv Services | PBRGXT34-3000VA | PBRGXT3+4-3000VA 2YR BASIC | 3441.65 | 4.5% | 3294.0893
Vertiv | Vertiv Services | PBRGXT34-500LF | PBRGXT3+4-500VA Basic+LF | 3530.9 | 4.5% | 3379.5127
Vertiv | Vertiv Services | PBRGXT34-500VA | PBRGXT3+4-500VA Basic | 3091.45 | 4.5% | 2958.9041
Vertiv | Vertiv Services | PBRGXT34-5K208L | PBRGXT3+4-5K208V Basic+LF | 6007.8 | 4.5% | 5750.2156
Vertiv | Vertiv Services | PBRGXT34-5K208V | PBRGXT3+4-5K208V Basic | 5166.3 | 4.5% | 4944.7949
Vertiv | Vertiv Services | PBRGXT34-6K208L | PBRGXT3+4-6K208V 2YR BASIC+LF | 6007.8 | 4.5% | 5750.2156
Vertiv | Vertiv Services | PBRGXT34-6K208V | PBRGXT3+4-6K208V 2YR BASIC | 5166.3 | 4.5% | 4944.7949
Vertiv | Vertiv Services | PBRGXT34-6KL630 | PBRGXT3+4-6KL630 2YR BASIC | 6175.25 | 4.5% | 5910.4862
Vertiv | Vertiv Services | PBRGXT34-6KL6LF | PBRGXT3+4-6KL630 2YR BASIC+LF | 7146.8 | 4.5% | 6840.3809
Vertiv | Vertiv Services | PBRGXT34-700LF | PBRGXT3+4-700VA Basic+L | 3619.3 | 4.5% | 3464.1225
Vertiv | Vertiv Services | PBRGXT34-700VA | PBRGXT3+4-700VA Basic | 3091.45 | 4.5% | 2958.9041
Vertiv | Vertiv Services | PBRGXT34-8-10K | PBRGXT3+4-8-10K 2YR BASIC | 8159.15 | 4.5% | 7809.3264
Vertiv | Vertiv Services | PBRGXT34-8-10LF | PBRGXT3+4-8-10K 2YR BASIC+LF | 8432.85 | 4.5% | 8071.2916
Vertiv | Vertiv Services | PBRGXT34X1000LF | ProRef PL GXT3-4-1000LF MULTI | 1809.65 | 4.5% | 1732.0613
Vertiv | Vertiv Services | PBRGXT34X1000VA | ProRef PL GXT3-4 1000 MULTI | 1546.15 | 4.5% | 1479.8588
Vertiv | Vertiv Services | PBRGXT34X1500LF | ProRef PL GXT3-4-1500LF MULTI | 1949.05 | 4.5% | 1865.4845
Vertiv | Vertiv Services | PBRGXT34X1500VA | ProRef PL GXT3-4 1500 MULTI | 1669.4 | 4.5% | 1597.8245
Vertiv | Vertiv Services | PBRGXT34X2000LF | ProRef PL GXT3-4-2000LF MULTI | 1949.05 | 4.5% | 1865.4845
Vertiv | Vertiv Services | PBRGXT34X2000VA | ProRef PL GXT3-4 2000 MULTI | 1669.4 | 4.5% | 1597.8245
Vertiv | Vertiv Services | PBRGXT34X3000LF | ProRef PL GXT3-4-3000LF MULTI | 3010.7 | 4.5% | 2881.6162
Vertiv | Vertiv Services | PBRGXT34X3000VA | ProRef PL GXT3-4 3000 MULTI | 2583.15 | 4.5% | 2472.3974
Vertiv | Vertiv Services | PBRGXT34X500LF | ProRef PL GXT3-4-500LF MULTI | 1809.65 | 4.5% | 1732.0613
Vertiv | Vertiv Services | PBRGXT34X500VA | ProRef PL GXT3-4 500 MULTI | 1546.15 | 4.5% | 1479.8588
Vertiv | Vertiv Services | PBRGXT34X5K208L | ProRef PL GXT3-4-5K208L MULTI | 4507.55 | 4.5% | 4314.2888
Vertiv | Vertiv Services | PBRGXT34X5K208V | ProRef PL GXT3-4 5K208 MULTI | 3876 | 4.5% | 3709.8165
Vertiv | Vertiv Services | PBRGXT34X6K208L | ProRef PL GXT3-4-6K208L MULTI | 4550.05 | 4.5% | 4354.9666
Vertiv | Vertiv Services | PBRGXT34X6K208V | ProRef PL GXT3-4 6K208 MULTI | 3876 | 4.5% | 3709.8165
Vertiv | Vertiv Services | PBRGXT34X6KL630 | ProRef PL GXT3-4 6KL6 MULTI | 4635.05 | 4.5% | 4436.3222
Vertiv | Vertiv Services | PBRGXT34X6KL6LF | ProRef PL GXT3-4-6KL6LF MULTI | 5358.4 | 4.5% | 5128.6586
Vertiv | Vertiv Services | PBRGXT34X700LF | PBRGXT3+4-700VA LF MULTI | 1809.65 | 4.5% | 1732.0613
Vertiv | Vertiv Services | PBRGXT34X700VA | PBRGXT3+4-700VA MULTI | 1546.15 | 4.5% | 1479.8588
Vertiv | Vertiv Services | PBRGXT34X750LF | ProRef PL GXT3-4-750LF MULTI | 1604.8 | 4.5% | 1535.9942
Vertiv | Vertiv Services | PBRGXT34X750VA | ProRef PL GXT3-4 750 MULTI | 1546.15 | 4.5% | 1479.8588
Vertiv | Vertiv Services | PBRGXT34X8-10K | ProRef PL GXT3-4 8-10K MULTI | 6120.85 | 4.5% | 5858.4186
Vertiv | Vertiv Services | PBRGXT34X8-10LF | ProRef PL GXT3-4-8-10LF MULTI | 6324 | 4.5% | 6052.8585
Vertiv | Vertiv Services | PBRGXT5-144VBAT | Pro Refresh Plus GXT5 144VBAT BAS2YR | 5166.3 | 4.5% | 4944.7949
Vertiv | Vertiv Services | PBRGXT5-144VBAT-LF | Pro Refresh Plus GXT5 144VBAT BAS2YR wLIFE | 6007.8 | 4.5% | 5750.2156
Vertiv | Vertiv Services | PBRGXT5-192VBAT | Pro Refresh Plus GXT5 192VBAT BAS2YR | 5353.3 | 4.5% | 5123.7773
Vertiv | Vertiv Services | PBRGXT5-192VBAT-LF | Pro Refresh Plus GXT5 192VBAT BAS2YR wLIFE | 6130.2 | 4.5% | 5867.3677
Vertiv | Vertiv Services | PBRGXT5-288VBAT | Pro Refresh Plus GXT5 288VBAT BAS2YR | 5706.9 | 4.5% | 5462.2167
Vertiv | Vertiv Services | PBRGXT5-288VBAT2 | Pro Refresh Plus GXT5 288VBAT2 BAS2YR | 8159.15 | 4.5% | 7809.3264
Vertiv | Vertiv Services | PBRGXT5-288VBAT-LF | Pro Refresh Plus GXT5 288VBAT BAS2YR wLIFE | 6484.65 | 4.5% | 6206.6206
Vertiv | Vertiv Services | PBRGXT5-36VBAT | Pro Refresh Plus GXT5 36VBAT BAS2YR | 3091.45 | 4.5% | 2958.9041
Vertiv | Vertiv Services | PBRGXT5-36VBAT-LF | Pro Refresh Plus GXT5 36VBAT BAS2YR wLIFE | 3530.9 | 4.5% | 3379.5127
Vertiv | Vertiv Services | PBRGXT5-384VBAT2-LF | Pro Refresh Plus GXT5 288VBAT2 BAS2YR wLIFE | 8432.85 | 4.5% | 8071.2916
Vertiv | Vertiv Services | PBRGXT5-48VBAT | Pro Refresh Plus GXT5 48VBAT BAS2YR | 3339.65 | 4.5% | 3196.4625
Vertiv | Vertiv Services | PBRGXT5-48VBAT-LF | Pro Refresh Plus GXT5 48VBAT BAS2YR wLIFE | 3805.45 | 4.5% | 3642.2913
Vertiv | Vertiv Services | PBRGXT5-72VBAT | Pro Refresh Plus GXT5 72VBAT BAS2YR | 3441.65 | 4.5% | 3294.0893
Vertiv | Vertiv Services | PBRGXT5-72VBAT-LF | Pro Refresh Plus GXT5 72VBAT BAS2YR wLIFE | 3919.35 | 4.5% | 3751.3079
Vertiv | Vertiv Services | PBRGXT5X-144VBAT | Pro Refresh Plus MULTI GXT5 144VBAT BAS2YR | 4133.55 | 4.5% | 3956.324
Vertiv | Vertiv Services | PBRGXT5X-144VBAT-LF | Pro Refresh Plus MULTI GXT5 144VBAT BAS2YR wLIFE | 4807.6 | 4.5% | 4601.4742
Vertiv | Vertiv Services | PBRGXT5X-192VBAT | Pro Refresh Plus MULTI GXT5 192VBAT BAS2YR | 4282.3 | 4.5% | 4098.6964
Vertiv | Vertiv Services | PBRGXT5X-192VBAT-LF | Pro Refresh Plus MULTI GXT5 192VBAT BAS2YR wLIFE | 4903.65 | 4.5% | 4693.406
Vertiv | Vertiv Services | PBRGXT5X-288VBAT | Pro Refresh Plus MULTI GXT5 288VBAT BAS2YR | 4566.2 | 4.5% | 4370.4242
Vertiv | Vertiv Services | PBRGXT5X-288VBAT2 | Pro Refresh Plus MULTI GXT5 288VBAT2 BAS2YR | 6528 | 4.5% | 6248.112
Vertiv | Vertiv Services | PBRGXT5X-288VBAT2-LF | Pro Refresh Plus MULTI GXT5 288VBAT2 BAS2YR wLIFE | 6746.45 | 4.5% | 6457.196
Vertiv | Vertiv Services | PBRGXT5X-288VBAT-LF | Pro Refresh Plus MULTI GXT5 288VBAT BAS2YR wLIFE | 5187.55 | 4.5% | 4965.1338
Vertiv | Vertiv Services | PBRGXT5X-36VBAT | Pro Refresh Plus MULTI GXT5 36VBAT BAS2YR | 2473.5 | 4.5% | 2367.4487
Vertiv | Vertiv Services | PBRGXT5X-36VBAT-LF | Pro Refresh Plus MULTI GXT5 36VBAT BAS2YR wLIFE | 2824.55 | 4.5% | 2703.4474
Vertiv | Vertiv Services | PBRGXT5X-384VBAT | Pro Refresh Plus MULTI GXT5 384VBAT BAS2YR | 0.85 | 4.5% | 0.81356
Vertiv | Vertiv Services | PBRGXT5X-48VBAT | Pro Refresh Plus MULTI GXT5 48VBAT BAS2YR | 2672.4 | 4.5% | 2557.8208
Vertiv | Vertiv Services | PBRGXT5X-48VBAT-LF | Pro Refresh Plus MULTI GXT5 48VBAT BAS2YR wLIFE | 3045.55 | 4.5% | 2914.972
Vertiv | Vertiv Services | PBRGXT5X-72VBAT | Pro Refresh Plus MULTI GXT5 72VBAT BAS2YR | 2753.15 | 4.5% | 2635.1087
Vertiv | Vertiv Services | PBRGXT5X-72VBAT-LF | Pro Refresh Plus MULTI GXT5 72VBAT BAS2YR wLIFE | 3135.65 | 4.5% | 3001.209
Vertiv | Vertiv Services | PBRPSI3-1000RT | PBRPSI3-1000RT 2YR BASIC | 2725.95 | 4.5% | 2609.0749
Vertiv | Vertiv Services | PBRPSI3-1000XR | PBRPSI3-1000XR 2YR BASIC | 2804.15 | 4.5% | 2683.9221
Vertiv | Vertiv Services | PBRPSI3-1500RT | PBRPSI3-1500RT 2YR BASIC | 2789.7 | 4.5% | 2670.0916
Vertiv | Vertiv Services | PBRPSI3-1500XR | PBRPSI3-1500XR 2YR BASIC | 2832.2 | 4.5% | 2710.7694
Vertiv | Vertiv Services | PBRPSI3-2000RT | PBRPSI3-2000RT 2YR BASIC | 2917.2 | 4.5% | 2792.125
Vertiv | Vertiv Services | PBRPSI3-2000XR | PBRPSI3-2000XR 2YR BASIC | 2987.75 | 4.5% | 2859.6502
Vertiv | Vertiv Services | PBRPSI3-24VBXR | PBRPSI3-24VBXR 2YR BASIC | 2748.9 | 4.5% | 2631.0409
Vertiv | Vertiv Services | PBRPSI3-3000RT | PBRPSI3-3000RT 2YR BASIC | 2950.35 | 4.5% | 2823.8537
Vertiv | Vertiv Services | PBRPSI3-3000XR | PBRPSI3-3000XR 2YR BASIC | 3013.25 | 4.5% | 2884.0569
Vertiv | Vertiv Services | PBRPSI3-48VBXR | PBRPSI3-48VBXR 2YR BASIC | 2748.9 | 4.5% | 2631.0409
Vertiv | Vertiv Services | PBRPSI3-750RT | PBRPSI3-750RT Basic | 2725.95 | 4.5% | 2609.0749
Vertiv | Vertiv Services | PBRPSI3X1000RT | ProRef PL PSI3-1000 MULTI | 1364.25 | 4.5% | 1305.7578
Vertiv | Vertiv Services | PBRPSI3X1000XR | ProRef PL PSI3-1000 MULTI | 1402.5 | 4.5% | 1342.3678
Vertiv | Vertiv Services | PBRPSI3X1500RT | ProRef PL PSI3-1500 MULTI | 1361.7 | 4.5% | 1303.3171
Vertiv | Vertiv Services | PBRPSI3X1500XR | ProRef PL PSI3-1500 MULTI | 1417.8 | 4.5% | 1357.0118
Vertiv | Vertiv Services | PBRPSI3X2000RT | ProRef PL PSI3-2000 MULTI | 1458.6 | 4.5% | 1396.0625
Vertiv | Vertiv Services | PBRPSI3X2000XR | ProRef PL PSI3-2000 MULTI | 1496.85 | 4.5% | 1432.6726
Vertiv | Vertiv Services | PBRPSI3X24VBXR | ProRef PL PSI3-24VB MULTI | 1924.4 | 4.5% | 1841.8914
Vertiv | Vertiv Services | PBRPSI3X3000RT | ProRef PL PSI3-3000 MULTI | 1550.4 | 4.5% | 1483.9266
Vertiv | Vertiv Services | PBRPSI3X3000XR | ProRef PL PSI3-3000 MULTI | 1582.7 | 4.5% | 1514.8417
Vertiv | Vertiv Services | PBRPSI3X48VBXR | ProRef PL PSI3-48VB MULTI | 1924.4 | 4.5% | 1841.8914
Vertiv | Vertiv Services | PBRPSI3X750RT | ProRef PL PSI3-750 MULTI | 1364.25 | 4.5% | 1305.7578
Vertiv | Vertiv Services | PBRPSI5-1100LF | PBRPSI5-1100VA 2YR BASIC+LF | 2790.55 | 4.5% | 2670.9052
Vertiv | Vertiv Services | PBRPSI5-1100VA | PBRPSI5-1100VA 2YR BASIC | 2680.9 | 4.5% | 2565.9564
Vertiv | Vertiv Services | PBRPSI5-1500LF | PBRPSI5-1500VA 2YR BASIC+LF | 2884.9 | 4.5% | 2761.2099
Vertiv | Vertiv Services | PBRPSI5-1500LI | Pro-Refresh Plus PSI5-1500 LI 2yr | 3883.65 | 4.5% | 3717.1385
Vertiv | Vertiv Services | PBRPSI5-1500LILF | Pro Refresh Plus PSI5-1500 LI with Life 2 Yr | 4261.05 | 4.5% | 4078.3575
Vertiv | Vertiv Services | PBRPSI5-1500VA | PBRPSI5-1500VA 2YR BASIC | 2775.25 | 4.5% | 2656.2612
Vertiv | Vertiv Services | PBRPSI5-2200LF | PBRPSI5-2200VA 2YR BASIC+LF | 2965.65 | 4.5% | 2838.4978
Vertiv | Vertiv Services | PBRPSI5-2200LI | Pro-Refresh Plus PSI5-2200 LI 2yr | 4625.7 | 4.5% | 4427.3731
Vertiv | Vertiv Services | PBRPSI5-2200LILF | Pro Refresh Plus PSI5-2200 LI with Life 2 Yr | 5002.25 | 4.5% | 4787.7785
Vertiv | Vertiv Services | PBRPSI5-2200VA | PBRPSI5-2200VA 2YR BASIC | 2856.85 | 4.5% | 2734.3626
Vertiv | Vertiv Services | PBRPSI5-3000LF | PBRPSI5-3000VA 2YR BASIC+LF | 2992 | 4.5% | 2863.718
Vertiv | Vertiv Services | PBRPSI5-3000LI | Pro-Refresh Plus PSI5-3000 LI 2yr | 5455.3 | 4.5% | 5221.404
Vertiv | Vertiv Services | PBRPSI5-3000LILF | Pro Refresh Plus PSI5-3000 LI with Life 2 Yr | 5851.4 | 4.5% | 5600.5212
Vertiv | Vertiv Services | PBRPSI5-3000VA | PBRPSI5-3000VA 2YR BASIC | 2884.05 | 4.5% | 2760.3964
Vertiv | Vertiv Services | PBRPSI5-5000LF | PBRPSI5-5000VA 2YR BASIC+LF | 4221.1 | 4.5% | 4040.1203
Vertiv | Vertiv Services | PBRPSI5-5000VA | PBRPSI5-5000VA 2YR BASIC | 4071.5 | 4.5% | 3896.9344
Vertiv | Vertiv Services | PBRPSI5-800LF | PBRPSI5-800VA 2YR BASIC+LF | 2776.1 | 4.5% | 2657.0747
Vertiv | Vertiv Services | PBRPSI5-800VA | PBRPSI5-800VA 2YR BASIC | 2666.45 | 4.5% | 2552.126
Vertiv | Vertiv Services | PBRPSI5X1100LF | ProRef PL PSI5X1100LF MULTI | 1395.7 | 4.5% | 1335.8594
Vertiv | Vertiv Services | PBRPSI5X1100VA | ProRef PL PSI5X1100 MULTI | 1341.3 | 4.5% | 1283.7918
Vertiv | Vertiv Services | PBRPSI5X1500LF | ProRef PL PSI5X1500LF MULTI | 1443.3 | 4.5% | 1381.4185
Vertiv | Vertiv Services | PBRPSI5X1500LI | Pro Refresh Plus MULTI PSI5-1500 LI 2 Yr | 2329.85 | 4.5% | 2229.9577
Vertiv | Vertiv Services | PBRPSI5X1500LILF | Pro Refresh Plus MULTI PSI5-1500 LI with Life 2 Yr | 2557.65 | 4.5% | 2447.9908
Vertiv | Vertiv Services | PBRPSI5X1500VA | ProRef PL PSI5X1500 MULTI | 1388.9 | 4.5% | 1329.3509
Vertiv | Vertiv Services | PBRPSI5X2200LF | ProRef PL PSI5X2200LF MULTI | 1482.4 | 4.5% | 1418.8421
Vertiv | Vertiv Services | PBRPSI5X2200LI | Pro Refresh Plus MULTI PSI5-2200 LI 2 Yr | 2776.1 | 4.5% | 2657.0747
Vertiv | Vertiv Services | PBRPSI5X2200LILF | Pro Refresh Plus MULTI PSI5-2200 LI with Life 2 Yr | 3003.05 | 4.5% | 2874.2942
Vertiv | Vertiv Services | PBRPSI5X2200VA | ProRef PL PSI5X2200 MULTI | 1428.85 | 4.5% | 1367.5881
Vertiv | Vertiv Services | PBRPSI5X3000LF | ProRef PL PSI5X3000LF MULTI | 1497.7 | 4.5% | 1433.4861
Vertiv | Vertiv Services | PBRPSI5X3000LI | Pro Refresh Plus MULTI PSI5-3000 LI 2 Yr | 3274.2 | 4.5% | 3133.8187
Vertiv | Vertiv Services | PBRPSI5X3000LILF | Pro Refresh Plus MULTI PSI5-3000 LI with Life 2 Yr | 3512.2 | 4.5% | 3361.6144
Vertiv | Vertiv Services | PBRPSI5X3000VA | ProRef PL PSI5X3000 MULTI | 1443.3 | 4.5% | 1381.4185
Vertiv | Vertiv Services | PBRPSI5X5000LF | ProRef PL PSI5X5000LF MULTI | 2111.4 | 4.5% | 2020.8737
Vertiv | Vertiv Services | PBRPSI5X5000VA | ProRef PL PSI5X5000 MULTI | 2037.45 | 4.5% | 1950.0943
Vertiv | Vertiv Services | PBRPSI5X800LF | ProRef PL PSI5X800LF MULTI | 1388.9 | 4.5% | 1329.3509
Vertiv | Vertiv Services | PBRPSI5X800VA | ProRef PL PSI5X800 MULTI | 1333.65 | 4.5% | 1276.4698
Vertiv | 1 Phase UPS | PD2-002 | GXT3 5/6kVA POD, Plug-n-Play L14-30P, 208V/120V, (2) 5-20R, (2) L6-20R | 740.35 | 10% | 671.3124
Vertiv | 1 Phase UPS | PD2-003 | GXT3 5/6kVA POD, Plug-n-Play L14-30P, 208V/120V, (4) 5-20R, (2) L6-30 | 740.35 | 10% | 671.3124
Vertiv | 1 Phase UPS | PD2-007 | GXT3 5/6kVA POD, Plug-n-Play L14-30P, 208V/120V, (2) L6-20R, (2) L5-20R | 740.35 | 10% | 671.3124
Vertiv | 1 Phase UPS | PD2-080 | Power Output Distribution (POD) for Liebert GXT3-5000RT230, GXT3-6000RT230, GXT4-5000RT230, and GXT4- 6000RT230 UPS Systems, with (6) IEC320-C13, (1) IEC309-32A output sockets | 740.35 | 10% | 671.3124
Vertiv | 1 Phase UPS | PD2-101 | GXT3 8/10kVA POD, Output Distribution, 208/120, (2) L6-30 (8) 5-20R | 617.1 | 10% | 559.5554
Vertiv | 1 Phase UPS | PD2-102 | GXT3 8/10kVA POD, Output Distribution, 208V/120V, (4) L6-20R, (4) 5-20R | 561 | 10% | 508.6868
Vertiv | 1 Phase UPS | PD2-103 | GXT3 8/10kVA POD, Output Distribution, 208V/120V, (4) 5-20R, (4) L6-30R | 765 | 10% | 693.6638
Vertiv | 1 Phase UPS | PD2-104 | GXT3 8/10kVA POD, Output Distribution, 208V/120V, (4) 5-20R, (2) L6-30R, (2) L6-20R | 695.3 | 10% | 630.4633
Vertiv | 1 Phase UPS | PD2-105 | GXT3 8/10kVA POD, Output Distribution, 208V/120V, (4) 5-20R, (2) L5-30R, (2) L5-20R | 561 | 10% | 508.6868
Vertiv | 1 Phase UPS | PD2-106 | GXT3 8/10kVA POD, Output Distribution, 208V/120V, (4) L6-20R, (4) L5-20R | 695.3 | 10% | 630.4633
Vertiv | 1 Phase UPS | PD2-107 | GXT3 8/10kVA POD, Output Distribution, 208V/120V, (4) L5-20R, (4) 5-15/20R T-slot | 561 | 10% | 508.6868
Vertiv | 1 Phase UPS | PD2-108 | GXT3 8/10kVA POD, Output Distribution, 208V/120V, (2) L6-30R, (2) L6-20R | 651.1 | 10% | 590.3849
Vertiv | 1 Phase UPS | PD2-109 | GXT3 8/10kVA POD, Output Distribution, 208V/120V, (2) L14-30R | 695.3 | 10% | 630.4633
Vertiv | 1 Phase UPS | PD2-200 | GXT3 8/10kVA POD, Output Distribution, 208V/120V, (4) IEC320-C19, (4) IEC320-C13 | 561 | 10% | 508.6868
Vertiv | 1 Phase UPS | PD2-201 | GXT3 8/10kVA POD, Output Distribution, 208V/120V, (2) IEC320-C19, (8) IEC320-C13 | 561 | 10% | 508.6868
Vertiv | 1 Phase UPS | PD2-202 | POD with (12) IEC320-C13 output sockets | 561 | 10% | 508.6868
Vertiv | 1 Phase UPS | PD2-203 | Power Output Distribution (POD) for Liebert GXT300RT230 and Liebert GXT400RT230 UPS Systems, with (4) | 814.3 | 10% | 738.3665
Vertiv | 1 Phase UPS | PD2-204 | Power Output Distribution (POD) for Liebert GXT3-8000RT208, GXT300RT208, GXT4-8000RT208, and Liebert | 695.3 | 10% | 630.4633
Vertiv | 1 Phase UPS | PD2-HDWR-MBS | GXT3 5/6kVA 208V POD, Hardwired, Hardwired in/out, w/Maint. Bypass | 579.7 | 10% | 525.643
Vertiv | 1 Phase UPS | PD2-L630 | GXT3 6KVA RTL630 STD POD | 729.3 | 10% | 661.2928
Vertiv | AC Power | PD3-001 | 3-PH POD with (2) L21-30R | 689.35 | 10% | 625.0681
Vertiv | AC Power | PD3-002 | 3-PH POD with (6) L6-30R | 689.35 | 10% | 625.0681
Vertiv | AC Power | PD3-003 | 3-PH POD with (6) L5-30R | 689.35 | 10% | 625.0681
Vertiv | AC Power | PD3-004 | 3-PH POD with (1) IEC60309 4W+G | 1416.1 | 10% | 1284.0487
Vertiv | AC Power | PD3-005 | 3-PH POD with (6) L5-20R | 689.35 | 10% | 625.0681
Vertiv | AC Power | PD3-006 | 3-PH POD with (6) L6-20R | 689.35 | 10% | 625.0681
Vertiv | AC Power | PD3-009 | 3-PH POD with (2) L21-20R | 689.35 | 10% | 625.0681
Vertiv | AC Power | PD3-011 | 3-PH POD with (1) IEC60309 3W+G | 1177.25 | 10% | 1067.4714
Vertiv | 1 Phase UPS | PD5-001 | L14-30P input, with (1) L6-30R, (1) L14-30R, (4) 5-15/20R T-slot Output receptacles | 738.65 | 10% | 669.7709
Vertiv | 1 Phase UPS | PD5-002 | L14-30P input, with (2) L6-20R, (2) 5-15/20R T-slot Output receptacles | 738.65 | 10% | 669.7709
Vertiv | 1 Phase UPS | PD5-003 | L14-30P input, with (2) L6-30R, (4) 5-15/20R T-slot Output receptacles | 738.65 | 10% | 669.7709
Vertiv | 1 Phase UPS | PD5-004 | L14-30P input, with (4) L5-20R, (2) L5-30R Output receptacles | 738.65 | 10% | 669.7709
Vertiv | 1 Phase UPS | PD5-005 | L14-30P Input, with (4) L5-20R, (2) L6-30R Output receptacles | 738.65 | 10% | 669.7709
Vertiv | 1 Phase UPS | PD5-006 | L14-30P Input, with (4) L6-20R Output receptacles | 738.65 | 10% | 669.7709
Vertiv | 1 Phase UPS | PD5-10KL630 | HW Input, HW Output or (2) L6-30R Output receptacles | 738.65 | 10% | 669.7709
Vertiv | 1 Phase UPS | PD5-201 | Vertiv GXT5 5kVA HV Maintenance Bypass and Output Power Distribution Accessory | 738.65 | 10% | 669.7709
Vertiv | 1 Phase UPS | PD5-202 | Vertiv GXT5 8/10kVA HV Maintenance Bypass and Output Power Distribution Accessory | 738.65 | 10% | 669.7709
Vertiv | Rack PDU | PDB2N3001 | Power Distribution Box 16' Delta | 2082.5 | 10% | 1888.3069
Vertiv | Rack PDU | PDB2N3002 | Power Distribution Box 22' Delta | 2210 | 10% | 2003.9175
Vertiv | Rack PDU | PDB2N3003 | Power Distribution Box 28' Delta | 2337.5 | 10% | 2119.5281
Vertiv | Rack PDU | PDB2N3004 | Power Distribution Box 34' Delta | 3072.75 | 10% | 2786.2161
Vertiv | Rack PDU | PDB2N3005 | Basic, Standard, 30A, 208V DELTA, 3 Phase, Horizontal, Breakered, Hardwired. Black Powder Coat. | 3009 | 10% | 2728.4108
Vertiv | Vertiv Services | PEPGXT-144BAT5YR | 5yr emergency service 24x7 on 144V ext batt | 1273.3 | 4.5% | 1218.7073
Vertiv | Vertiv Services | PEPGXT-15005YR | 5yr emergency service 24x7 on 1500VA | 657.05 | 4.5% | 628.879
Vertiv | Vertiv Services | PEPGXT-1500LF | Pwr Emergency Pkg GXT-1500LF | 1677.05 | 4.5% | 1605.1465
Vertiv | Vertiv Services | PEPGXT15-20K5YR | PEP No Install or RMV | 3597.2 | 4.5% | 3442.97
Vertiv | Vertiv Services | PEPGXT15-20KLF | PEP w/LIFE No Install No RMV | 4221.1 | 4.5% | 4040.1203
Vertiv | Vertiv Services | PEPGXT-192BAT5YR | 5yr emergency service 24x7 on 192V ext batt | 1981.35 | 4.5% | 1896.3996
Vertiv | Vertiv Services | PEPGXT-1K5YR | 5yr emergency service 24x7 up to 1kVA | 535.5 | 4.5% | 512.5404
Vertiv | Vertiv Services | PEPGXT-1KLF | Pwr Emergency Pkg GXT-1KLF | 1677.05 | 4.5% | 1605.1465
Vertiv | Vertiv Services | PEPGXT-20005YR | 5yr emergency service 24x7 on 2kVA | 862.75 | 4.5% | 825.7596
Vertiv | Vertiv Services | PEPGXT-2000LF | Pwr Emergency Pkg GXT-2000LF | 1677.05 | 4.5% | 1605.1465
Vertiv | Vertiv Services | PEPGXT-240BAT5YR | 5yr emergency service 24x7 on 240V ext batt | 1954.15 | 4.5% | 1870.3658
Vertiv | Vertiv Services | PEPGXT-288BAT5YR | 5yr emergency service 24x7 on 288V ext batt | 3502.85 | 4.5% | 3352.6653
Vertiv | Vertiv Services | PEPGXT-30005YR | 5yr emergency service 24x7 on 3kVA | 1088.85 | 4.5% | 1042.1656
Vertiv | Vertiv Services | PEPGXT-3000LF | Pwr Emergency Pkg GXT-3000LF | 1677.05 | 4.5% | 1605.1465
Vertiv | Vertiv Services | PEPGXT-36VBAT5YR | 5yr emergency service 24x7 on 36V ext batt | 699.55 | 4.5% | 669.5568
Vertiv | Vertiv Services | PEPGXT-48VBAT5YR | Power Emergency Package (Ext. Batt. Cab.) - No Installation or Removal- 5yr 24x7 on 48V ext batt | 755.65 | 4.5% | 723.2515
Vertiv | Vertiv Services | PEPGXT-5K6K5YR | Pwr Emergency Pkg GXT-5K6K5YR | 2229.55 | 4.5% | 2133.958
Vertiv | Vertiv Services | PEPGXT-5K6KLF | Pwr Emergency Pkg GXT-5K6KLF | 2891.7 | 4.5% | 2767.7184
Vertiv | Vertiv Services | PEPGXT-72VBAT5YR | 5yr emergency service 24x7 on 72V ext batt | 964.75 | 4.5% | 923.3863
Vertiv | Vertiv Services | PEPGXT-8-10K5YR | Pwr Emergency Pkg GXT-8-10K5YR | 3018.35 | 4.5% | 2888.9382
Vertiv | Vertiv Services | PEPGXT-8K10KLF | Pwr Emergency Pkg GXT-8K10KLF | 3657.55 | 4.5% | 3500.7325
Vertiv | Vertiv Services | PEPGXTLI-192VBAT5YR | 5 YEAR PWR EMERGENCY SVC EXT BATTERY 192V LITHIUM | 1783.3 | 4.5% | 1706.841
Vertiv | Vertiv Services | PEPGXTLI-1K3K5YR | 5 YEAR GXT EMERGENCY SERVICE 1-3KVA LITHIUM | 777.75 | 4.5% | 744.404
Vertiv | Vertiv Services | PEPGXTLI-1K3KLF | 5 YEAR GXT EMERGENCY SERVICE 1-3KVA LITHIUM W LIFE | 1677.05 | 4.5% | 1605.1465
Vertiv | Vertiv Services | PEPGXTLI-48VBAT5YR | 5 YEAR EMERGENCY SVC EXT BATTERY 48V LITHIUM | 681.7 | 4.5% | 652.4721
Vertiv | Vertiv Services | PEPGXTLI-5K6K5YR | 5 YEAR GXT EMERGENCY SERVICE 5-6 KVA LITHIUM | 1874.25 | 4.5% | 1793.8915
Vertiv | Vertiv Services | PEPGXTLI-5K6KLF | 5 YEAR GXT EMERGENCY SERVICE 5-6 KVA LITHIUM W LIFE | 2431.85 | 4.5% | 2327.5844
Vertiv | Vertiv Services | PEPGXTLI-8K10K5YR | 5 YEAR GXT EMERGENCY SERVICE 8-10 KVA LITHIUM | 2538.95 | 4.5% | 2430.0925
Vertiv | Vertiv Services | PEPGXTLI-8K10KLF | 5 YEAR GXT EMERGENCY SERVICE 8-10 KVA LITHIUM W LIFE | 3076.15 | 4.5% | 2944.2601
Vertiv | Vertiv Services | PEPITA-5-40K5YR | ITA2 5-40kVA Power Emergency Package | 2924.85 | 4.5% | 2799.4471
Vertiv | Vertiv Services | PEPITA-5K40KLF | ITA2 5-40kVA Power Emergency Package Plus LIFE | 3240.2 | 4.5% | 3101.2764
Vertiv | Vertiv Services | PEPITA-8-10K5YR | ITA2 PWR EMER PKG | 3171.35 | 4.5% | 3035.3784
Vertiv | Vertiv Services | PEPITA-8K10KLF | ITA2 PWR EMER PKG w LIFE | 3513.05 | 4.5% | 3362.428
Vertiv | Vertiv Services | PEPITA-BATT5YR | ITA 5YR POWER EMERGENCY EBC | 1259.7 | 4.5% | 1205.6904
Vertiv | Vertiv Services | PEPITA-LI192VBATT5YR | ITA 5YR POWER EMERGENCY 192V LI BATT CAB | 1133.9 | 4.5% | 1085.284
Vertiv | Vertiv Services | PEPPSI-11005Y | Pwr Emergency Pkg PSI-11005Y | 229.5 | 4.5% | 219.6602
Vertiv | Vertiv Services | PEPPSI-1100LF | Pwr Emergency Pkg PSI-1100LF | 1677.05 | 4.5% | 1605.1465
Vertiv | Vertiv Services | PEPPSI-15005Y | Pwr Emergency Pkg PSI-15005Y | 280.5 | 4.5% | 268.4736
Vertiv | Vertiv Services | PEPPSI-1500LF | Pwr Emergency Pkg PSI-1500LF | 1677.05 | 4.5% | 1605.1465
Vertiv | Vertiv Services | PEPPSI-1500LI5Y | Pwr Emergency Pkg PSI-15005Y | 250.75 | 4.5% | 239.9991
Vertiv | Vertiv Services | PEPPSI-1500LILF | Pwr Emergency Pkg PSI-1500LF | 1677.05 | 4.5% | 1605.1465
Vertiv | Vertiv Services | PEPPSI-22005Y | Pwr Emergency Pkg PSI-22005Y | 595.85 | 4.5% | 570.3029
Vertiv | Vertiv Services | PEPPSI-2200LF | Pwr Emergency Pkg PSI-2200LF | 1677.05 | 4.5% | 1605.1465
Vertiv | Vertiv Services | PEPPSI-2200LI5Y | Pwr Emergency Pkg PSI-22005Y | 536.35 | 4.5% | 513.354
Vertiv | Vertiv Services | PEPPSI-2200LILF | Pwr Emergency Pkg PSI-2200LF | 1677.05 | 4.5% | 1605.1465
Vertiv | Vertiv Services | PEPPSI-24VBATT | Pwr Emergency Pkg PSI-24VBATT | 379.1 | 4.5% | 362.8461
Vertiv | Vertiv Services | PEPPSI-30005Y | Pwr Emergency Pkg PSI-30005Y | 712.3 | 4.5% | 681.7601
Vertiv | Vertiv Services | PEPPSI-3000LF | Pwr Emergency Pkg PSI-3000LF | 1677.05 | 4.5% | 1605.1465
Vertiv | Vertiv Services | PEPPSI-3000LI5Y | Pwr Emergency Pkg PSI-30005Y | 640.9 | 4.5% | 613.4214
Vertiv | Vertiv Services | PEPPSI-3000LILF | Pwr Emergency Pkg PSI-3000LF | 1677.05 | 4.5% | 1605.1465
Vertiv | Vertiv Services | PEPPSI-48VBATT | Pwr Emergency Pkg PSI-48VBATT | 430.1 | 4.5% | 411.6595
Vertiv | Vertiv Services | PEPPSI-5000LF | Pwr Emergency Pkg PSI-5000LF | 2002.6 | 4.5% | 1916.7385
Vertiv | Vertiv Services | PEPPSI-5K5Y | Pwr Emergency Pkg PSI-5K5Y | 1148.35 | 4.5% | 1099.1145
Vertiv | Vertiv Services | PEPPSI-72VBATT | Pwr Emergency Pkg PSI-72VBATT | 492.15 | 4.5% | 471.0491
Vertiv | Vertiv Services | PEPPSI-8005Y | Pwr Emergency Pkg PSI-8005Y | 279.65 | 4.5% | 267.66
Vertiv | Vertiv Services | PEPPSI-800LF | Pwr Emergency Pkg PSI-800LF | 1677.05 | 4.5% | 1605.1465
Vertiv | IT Systems | PFS-100 NPS | 0-5V power failure sensor to monitor the presence of utility power. Includes a 100ft / 30.4m cable. No power supply. | 98.6 | 10% | 89.4055
Vertiv | IT Systems | PFS-100 UN | 0-5V power failure sensor to monitor the presence of utility power. Includes a 100ft / 30.4m cable and Universal Power Supply. | 117.3 | 10% | 106.3618
Vertiv | IT Systems | PFS-100 US | 0-5V power failure sensor to monitor the presence of utility power. Includes a 100ft / 30.4m cable and US NEMA power supply. | 93.5 | 10% | 84.7811
Vertiv | Rack PDU | PM | Panel Mount rPDU Brackets (PAIR) | 9.35 | 10% | 8.4781
Vertiv | 1 Phase UPS | PS3-48VXRBATKIT | Replacement Battery Kit for PS3000RT3XR | 498.1 | 10% | 451.6522
Vertiv | 1 Phase UPS | PS37224VXRBKIT | Replacement Battery Kit for PS1000RT3XR | 262.65 | 10% | 238.1579
Vertiv | 1 Phase UPS | PS3-72-36VBKIT | Replacement Battery Kit for PS1000RT3 | 176.8 | 10% | 160.3134
Vertiv | 1 Phase UPS | PS37248VXRBKIT | Replacement Battery Kit for PS2200RT3XR | 498.1 | 10% | 451.6522
Vertiv | 1 Phase UPS | PS39024VEBCBKIT | Replacement Battery Kit for PSRT3-24VBXR | 498.1 | 10% | 451.6522
Vertiv | 1 Phase UPS | PS39024VXRBKIT | Replacement Battery Kit for PS1500RT3XR | 498.1 | 10% | 451.6522
Vertiv | 1 Phase UPS | PS3-90-36VBKIT | Replacement Battery Kit for PS1500RT3 | 247.35 | 10% | 224.2846
Vertiv | 1 Phase UPS | PS3-90-72VBKIT | Replacement Battery Kit for PS3000RT3 | 426.7 | 10% | 386.9102
Vertiv | 1 Phase UPS | PSA5-1000MT120 | PSA5 1000VA 600W LCD Tower UPS | 244.8 | 10% | 221.9724
Vertiv | 1 Phase UPS | PSA5-1500MT120 | PSA5 1500VA 900W LCD Tower UPS | 294.1 | 10% | 266.6752
Vertiv | 1 Phase UPS | PSA5-500MT120 | PSA5 500VA 300W LCD Tower UPS | 178.5 | 10% | 161.8549
Vertiv | 1 Phase UPS | PSA5-700MT120 | PSA5 700VA 420W LCD Tower UPS | 220.15 | 10% | 199.621
Vertiv | IT Systems | PSC0004 | Receiver and high density transmitter mount power supply | 164.05 | 10% | 148.7523
Vertiv | IT Systems | PSC0005 | Power Supply HMX 5000/6000 TX/RX | 145.35 | 10% | 131.7961
Vertiv | IT Systems | PSC0006 | Power Supply for LongView 3000/4000 unit | 81.6 | 10% | 73.9908
Vertiv | 1 PHASE UPS | PSI5-10001UBATKIT | PSI5-10001U Replacement Battery Kit | 269.45 | 10% | 244.3238
Vertiv | 1 Phase UPS | PSI5-1000RM1201U | Vertiv Liebert PSI5 1000 900W, 120VAC, 1U Rack Mount | 1071 | 10% | 971.1292
Vertiv | 1 Phase UPS | PSI5-1000RM1201UN | Vertiv Liebert PSI5 1000VA Rackmount 1U w/SNMP card 120V | 1585.25 | 10% | 1437.4254
Vertiv | 1 Phase UPS | PSI5-1100BATKIT | PSI5-1100 REPLACEMENT BATT KIT | 211.65 | 10% | 191.9136
Vertiv | 1 Phase UPS | PSI5-1100MT120 | Vertiv Liebert PSI5 1100 990W, 120VAC, Mini Tower | 689.35 | 10% | 625.0681
Vertiv | 1 Phase UPS | PSI5-1100MT120N | Vertiv Liebert PSI5 1100VA Tower w/SNMP card 120V | 1156.85 | 10% | 1048.9737
Vertiv | 1 PHASE UPS | PSI5-1100MTBATKIT | PSI5-1000MT Replacement Battery Kit | 204.85 | 10% | 185.7477
Vertiv | 1 Phase UPS | PSI5-1100RT120 | Vertiv Liebert PSI5 1100 990W, 120VAC, Rack-tower | 946.05 | 10% | 857.8308
Vertiv | 1 Phase UPS | PSI5-1100RT120N | Liebert PSI5 1100, 990W, 120VAC, RT, SNMP | 1413.55 | 10% | 1281.7365
Vertiv | 1 PHASE UPS | PSI5-15001UBATKIT | PSI5-15001U Replacement Battery Kit | 385.05 | 10% | 349.1441
Vertiv | 1 Phase UPS | PSI5-1500BATKIT | PSI5-1500 REPLACEMENT BATT KIT | 325.55 | 10% | 295.1925
Vertiv | 1 PHASE UPS | PSI5-1500BATKITTAA | PSI5-1500 Replacement Battery Kit - TAA | 337.45 | 10% | 305.9828
Vertiv | 1 PHASE UPS | PSI5-1500LIBATKIT | PSI5-1500LI Replacement Battery Kit | 1033.6 | 10% | 937.2168
Vertiv | 1 Phase UPS | PSI5-1500MT120 | Vertiv Liebert PSI5 1500 1350W, 120VAC, Mini Tower | 807.5 | 10% | 732.2006
Vertiv | 1 Phase UPS | PSI5-1500MT120LI | Vertiv Liebert PSI5 Lithium-Ion UPS 1500VA/1350W 120V AVR Mini Tower | 1455.2 | 10% | 1319.5026
Vertiv | 1 Phase UPS | PSI5-1500MT120LIN | Vertiv Liebert PSI5 Lithium-Ion 1500VA Tower w/SNMP card 120V | 1922.7 | 10% | 1743.4082
Vertiv | 1 Phase UPS | PSI5-1500MT120N | Vertiv Liebert PSI5 1500VA Tower w/SNMP card 120V | 1275 | 10% | 1156.1063
Vertiv | 1 PHASE UPS | PSI5-1500MTBATKIT | PSI5-1500MT Replacement Battery Kit | 306 | 10% | 277.4655
Vertiv | 1 Phase UPS | PSI5-1500RM1201U | Vertiv Liebert PSI5 1500 1350W, 120VAC, 1U Rack Mount | 1280.1 | 10% | 1160.7307
Vertiv | 1 Phase UPS | PSI5-1500RM1201UN | Vertiv Liebert PSI5 1500VA Rackmount 1U w/SNMP card 120V | 1794.35 | 10% | 1627.0269
Vertiv | 1 Phase UPS | PSI5-1500RT120 | Vertiv Liebert PSI5 1500 1350W, 120VAC, Rack-tower | 1155.15 | 10% | 1047.4323
Vertiv | 1 Phase UPS | PSI5-1500RT120LI | Liebert PSI5 Lithium-Ion 1500VA PSI5 Lithium-Ion UPS, 1500VA, 1350W | 2080.8 | 10% | 1886.7654
Vertiv | 1 Phase UPS | PSI5-1500RT120LIN | Liebert PSI5 LIO 1500VA with SNMP Card 1500VA PSI5 LIO UPS with SNMP card | 2548.3 | 10% | 2310.671
Vertiv | 1 Phase UPS | PSI5-1500RT120LITAA | Vertiv Liebert PSI5 Lithium-Ion TAA 1500VA 2U Rack/Tower 120V | 2289.05 | 10% | 2075.5961
Vertiv | 1 Phase UPS | PSI5-1500RT120LITAAN | Vertiv Liebert PSI5 Lithium-Ion TAA 1500VA 2U Rack/Tower 120V w/SNMP Card | 2756.55 | 10% | 2499.5017
Vertiv | 1 Phase UPS | PSI5-1500RT120N | Liebert PSI5 1500, 1350W, 120VAC, RT, SNMP | 1622.65 | 10% | 1471.3379
Vertiv | 1 Phase UPS | PSI5-1500RT120TAA | Vertiv Liebert PSI5 1500 1350W, 120VAC, Rack-tower - TAA | 1144.1 | 10% | 1037.4127
Vertiv | 1 Phase UPS | PSI5-1500RT120TAAN | Vertiv Liebert PSI5 1500 1350W, 120VAC, RT, SNMP - TAA | 1611.6 | 10% | 1461.3183
Vertiv | 1 Phase UPS | PSI5-2200BATKIT | PSI5-2200 REPLACEMENT BATT KIT | 424.15 | 10% | 384.598
Vertiv | 1 PHASE UPS | PSI5-2200BATKITTAA | PSI5-2200 Replacement Battery Kit - TAA | 455.6 | 10% | 413.1153
Vertiv | 1 Phase UPS | PSI5-2200LIBATKIT | PSI5-2200LI Replacement Battery Kit | 2028.95 | 10% | 1839.7504
Vertiv | 1 Phase UPS | PSI5-2200RT120 | Vertiv Liebert PSI5 2200 1920W, 120VAC, Rack-tower | 1937.15 | 10% | 1756.5108
Vertiv | 1 Phase UPS | PSI5-2200RT120LI | Vertiv Liebert PSI5 Lithium-Ion UPS 1920VA/1920W 120V AVR Rack/Tower | 3187.5 | 10% | 2890.2656
Vertiv | 1 Phase UPS | PSI5-2200RT120LIN | Vertiv Liebert PSI5 Lithium-Ion UPS 1920VA/1920W AVR Rack with SNMP Card | 3655 | 10% | 3314.1712
Vertiv | 1 Phase UPS | PSI5-2200RT120LITAA | Vertiv Liebert PSI5 Lithium-Ion TAA 2200VA 2U Rack/Tower 120V | 3339.65 | 10% | 3028.2276
Vertiv | 1 Phase UPS | PSI5-2200RT120LITAAN | Vertiv Liebert PSI5 Lithium-Ion TAA 2200VA 2U Rack/Tower 120V w/SNMP Card | 3807.15 | 10% | 3452.1333
Vertiv | 1 Phase UPS | PSI5-2200RT120N | Liebert PSI5 2200, 1920W, 120VAC, RT, SNMP | 2404.65 | 10% | 2180.4164
Vertiv | 1 Phase UPS | PSI5-2200RT120TAA | Vertiv Liebert PSI5 2200 1920W, 120VAC, Rack-tower - TAA | 1952.45 | 10% | 1770.384
Vertiv | 1 Phase UPS | PSI5-2200RT120TAAN | Vertiv Liebert PSI5 2200 1920W, 120VAC, RT, SNMP - TAA | 2419.95 | 10% | 2194.2897
Vertiv | 1 Phase UPS | PSI5-24VBATT | Vertiv Liebert PSI5 24V External Battery Cabinet | 615.4 | 10% | 558.014
Vertiv | 1 Phase UPS | PSI5-24VCBL1 | LIEBERT 24VDC EBC CABLE, 0.5M | 54.4 | 10% | 49.3272
Vertiv | 1 Phase UPS | PSI5-24VCBL6 | LIEBERT 24VDC EBC CABLE, 2M | 79.9 | 10% | 72.4493
Vertiv | 1 Phase UPS | PSI5-3000BATKIT | PSI5-3000 REPLACEMENT BATT KIT | 494.7 | 10% | 448.5692
Vertiv | 1 PHASE UPS | PSI5-3000BATKITTAA | PSI5-3000 Replacement Battery Kit - TAA | 613.7 | 10% | 556.4725
Vertiv | 1 PHASE UPS | PSI5-3000LIBATKIT | PSI5-3000LI Replacement Battery Kit | 2283.1 | 10% | 2070.2009
Vertiv | 1 Phase UPS | PSI5-3000RT120 | Vertiv Liebert PSI5 3000 2700W, 120VAC, Rack-tower | 2253.35 | 10% | 2043.2251
Vertiv | 1 Phase UPS | PSI5-3000RT120LI | Liebert PSI5 Lithium-Ion 3000VA PSI5 Lithium-Ion UPS, 3000VA, 2700W | 3941.45 | 10% | 3573.9098
Vertiv | 1 Phase UPS | PSI5-3000RT120LIN | Liebert PSI5 LIO 3000VA with SNMP Card | 4408.95 | 10% | 3997.8154
Vertiv | 1 Phase UPS | PSI5-3000RT120LITAA | Vertiv Liebert PSI5 Lithium-Ion TAA 3000VA 2U Rack/Tower 120V | 4208.35 | 10% | 3815.9214
Vertiv | 1 Phase UPS | PSI5-3000RT120LITAAN | Vertiv Liebert PSI5 Lithium-Ion TAA 3000VA 2U Rack/Tower 120V w/SNMP Card | 4675.85 | 10% | 4239.827
Vertiv | 1 Phase UPS | PSI5-3000RT120N | Liebert PSI5 3000, 2700W, 120VAC, RT, SNMP | 2720.85 | 10% | 2467.1307
Vertiv | 1 Phase UPS | PSI5-3000RT120TAA | Vertiv Liebert PSI5 3000 2700W, 120VAC, Rack-tower - TAA | 2458.2 | 10% | 2228.9729
Vertiv | 1 Phase UPS | PSI5-3000RT120TAAN | Vertiv Liebert PSI5 3000 2700W, 120VAC, RT, SNMP - TAA | 2925.7 | 10% | 2652.8785
Vertiv | 1 Phase UPS | PSI5-3000SRT120LI | Liebert PSI5 Lithium-Ion 3000VA Short Depth 3U Rack/Tower UPS 120V | 3941.45 | 10% | 3573.9098
Vertiv | 1 Phase UPS | PSI5-3000SRT120LIN | Liebert PSI5 Lithium-Ion 3000VA Short Depth 3U Rack/Tower UPS 120V with SNMP Card | 4408.95 | 10% | 3997.8154
Vertiv | 1 Phase UPS | PSI5-48VBATT | Vertiv Liebert PSI5 48V External Battery Cabinet | 749.7 | 10% | 679.7905
Vertiv | 1 Phase UPS | PSI5-48VBATTTAA | Vertiv Liebert PSI5 48V External Battery Cabinet - TAA | 977.5 | 10% | 886.3481
Vertiv | 1 Phase UPS | PSI5-48VCBL1 | LIEBERT 48VDC EBC CABLE, 0.5M | 54.4 | 10% | 49.3272
Vertiv | 1 Phase UPS | PSI5-48VCBL6 | LIEBERT 48VDC EBC CABLE, 2M | 78.2 | 10% | 70.9079
Vertiv | 1 Phase UPS | PSI5-5000BATKIT | PSI5-5000 REPLACEMENT BATT KIT | 543.15 | 10% | 492.5013
Vertiv | 1 Phase UPS | PSI5-5000RT208 | Vertiv Liebert PSI5 5000 4500W, 208VAC, Rack-tower | 5082.15 | 10% | 4608.2395
Vertiv | 1 Phase UPS | PSI5-5000RT208N | Vertiv Liebert PSI5 5000VA 1U Rack/Tower w/SNMP card 208V | 5596.4 | 10% | 5074.5357
Vertiv | 1 Phase UPS | PSI5-72VBATT | Vertiv Liebert PSI5 72V External Battery Cabinet | 1003.85 | 10% | 910.241
Vertiv | 1 Phase UPS | PSI5-72VBATTTAA | Vertiv Liebert PSI5 72V External Battery Cabinet - TAA | 1179.8 | 10% | 1069.7836
Vertiv | 1 Phase UPS | PSI5-72VCBL1 | LIEBERT 72VDC EBC CABLE, 0.5M | 54.4 | 10% | 49.3272
Vertiv | 1 Phase UPS | PSI5-72VCBL6 | LIEBERT 72VDC EBC CABLE, 2M | 79.9 | 10% | 72.4493
Vertiv | 1 Phase UPS | PSI5-750MT120 | Vertiv Liebert PSI5 750 675W, 120VAC, Mini Tower | 544 | 10% | 493.272
Vertiv | 1 Phase UPS | PSI5-750MT120N | Vertiv Liebert PSI5 750VA Tower w/SNMP card 120V | 1011.5 | 10% | 917.1776
Vertiv | 1 Phase UPS | PSI5-750MTBATKIT | PSI5-750MT Replacement Battery Kit | 169.15 | 10% | 153.3768
Vertiv | 1 Phase UPS | PSI5-800BATKIT | PSI5-800 REPLACEMENT BATT KIT | 203.15 | 10% | 184.2063
Vertiv | 1 Phase UPS | PSI5-800RT120 | Vertiv Liebert PSI5 800 720W, 120VAC, Rack-tower | 728.45 | 10% | 660.522
Vertiv | 1 Phase UPS | PSI5-800RT120N | Liebert PSI5 800, 720W, 120VAC, RT, SNMP | 1195.95 | 10% | 1084.4277
Vertiv | Vertiv Services | PSISITEVISIT1-3K | One time site visit by a Vertiv factory trained technician to perform miscellaneous services that may be used to cover costs associated with extended travel times, start up, or removal services for a single phase UPS or battery product. | 828.75 | 4.5% | 793.2173
Vertiv | 1 Phase UPS | PSP500MT3-230U | POWERSURE PSP 500VA/300W | 144.5 | 10% | 131.0254
Vertiv | 1 Phase UPS | PSP650MT3-230U | POWERSURE PSP 650VA/390W | 170 | 10% | 154.1475
Vertiv | 1 Phase UPS | PST5-350MT120 | PST5 350VA 200W Battery Backup | 94.35 | 10% | 85.5519
Vertiv | 1 Phase UPS | PST5-500MT120 | PST5 500VA 300W Battery Backup | 111.35 | 10% | 100.9666
Vertiv | 1 Phase UPS | PST5-660MT120 | PST5 660VA 400W Battery Backup | 122.42 | 10% | 111.0043
Vertiv | 1 Phase UPS | PST5-850MT120 | PST5 850VA 500W Battery Backup | 154.7 | 10% | 140.2742
Vertiv | 1 Phase UPS | PUL-400LVT | PUL-400LVT; 400VA / 240W, 120VAC, Lithium-Ion | 265.2 | 10% | 240.4701
Vertiv | 1 Phase UPS | RAILKITPS3G-AEC | All PSI 1kVA through 3 kVA Models Fixed Rails for 4-Pole racks with 18" - 32" | 56.1 | 10% | 50.8687
Vertiv | IT Systems | RDPS | Magnetic normally-closed dry-contact sensor used to monitor remote door position. Includes 30ft / 9.1m cable. | 34.85 | 10% | 31.6002
Vertiv | IT Systems | RDPS-100 | Magnetic normally-closed dry-contact sensor used to monitor remote door position. Includes 100ft / 30.4m cable. | 79.9 | 10% | 72.4493
Vertiv | IT Systems | RDPS-50 | Magnetic normally-closed dry-contact sensor used to monitor remote door position. Includes 50ft / 15.2m cable. | 75.65 | 10% | 68.5956
Vertiv | Digital Ecosystem | RDU101 | SNMP/Webcard for communications with environmental sensor support | 382.5 | 10% | 346.8319
Vertiv | Digital Ecosystem | RDU120 | Kit RDU120 Communications Card | 467.5 | 10% | 423.9056
Vertiv | IT Systems | RJ45-CATX-SFP | 1000BASE-T Copper SFP Transceiver | 265.2 | 10% | 240.4701
Vertiv | IT Systems | RMK-102 | RACKMOUNT KIT for SC8XX/SC9XX | 64.6 | 10% | 58.576
Vertiv | Digital Ecosystem | RMK-103 | Optional 1U rack mounting kit for the RDU301 gateway | 104.55 | 10% | 94.8007
Vertiv | IT Systems | RMK-104 | RACKMOUNT KIT FOR HMX 8000 | 242.25 | 10% | 219.6602
Vertiv | IT Systems | RMK-108 | Rack Mount for LV5500 Series | 188.7 | 10% | 171.1037
Vertiv | IT Systems | RMK-109 | Rack Kit HMX 6200T DP/HDMI | 170 | 10% | 154.1475
Vertiv | IT Systems | RMK-50 | RACK-MOUNT KIT FOR UM APPLICANCE | 526.15 | 10% | 477.0865
Vertiv | IT Systems | RMK-65 | Rack mounting bracket for AV2108/AV2216/AV3008/AV3016/AV3108/AV3216 and MPU108e | 79.05 | 10% | 71.6786
Vertiv | IT Systems | RMK-71 | Rack mount kit for 4SVPUA20 | 107.1 | 10% | 97.1129
Vertiv | IT Systems | RMK-82 | Rackmount kit for 1 HMX 5000/6000, 1 LV5020P | 162.35 | 10% | 147.2109
Vertiv | IT Systems | RMK-83 | VESA mount kit for 1 HMX 5000/6000, 1 LV5020 | 192.1 | 10% | 174.1867
Vertiv | IT Systems | RMK-84 | LV3000/4000 19in 2U chassis kit | 445.4 | 10% | 403.8664
Vertiv | IT Systems | RMK-86 | LongView mount plate. Mounts one LV3010 or LV4010 on RMK-84 | 30.6 | 10% | 27.7466
Vertiv | IT Systems | RMK-87 | LongView mount plate. Mounts one LV3020 or LV4020 on RMK-84 | 50.15 | 10% | 45.4735
Vertiv | IT Systems | RMK-88 | 0U Rack Mount Kit for ACS8000/ACS9000 | 102 | 10% | 92.4885
Vertiv | IT Systems | RMK-89 | 1U Rack Mount Kit for ACS8000/ACS9000 | 148.75 | 10% | 134.8791
Vertiv | IT Systems | RMK-90 | LRA185 SHORT RACK ADAPTER KIT | 127.5 | 10% | 115.6106
Vertiv | IT Systems | RMK-91 | Rack Mount Kit, 1U tray for ACS800 | 250.75 | 10% | 227.3676
Vertiv | IT Systems | RMK-92 | Rack Mount Kit, DIN-Rail mount for ACS800 | 148.75 | 10% | 134.8791
Vertiv | IT Systems | RMK-93 | Rack Mount Kit, wall mount for ACS800 | 84.15 | 10% | 76.303
Vertiv | IT Systems | RMK-95 | LCD Rail Kit for LRA185 | 282.2 | 10% | 255.8849
Vertiv | IT Systems | RMK-96 | LRA KVM Switch Brackets | 70.55 | 10% | 63.9712
Vertiv | IT Systems | RMK-97 | Rackmount kit for 2 HMX 5000/6000, 2 LV5020 | 238.85 | 10% | 216.5772
Vertiv | IT Systems | RMK-98 | Optional DIN rail mounting kit for the RDU301 gateway | 111.35 | 10% | 100.9666
Vertiv | 1 Phase UPS | RMKIT12-18 | Liebert Short Depth 12-18" Rail Kit | 204 | 10% | 184.977
Vertiv | 1 Phase UPS | RMKIT18-32 | All GXT 2U (700 thru 10kVA) and PSI 2U (1000 thru 3000VA) Models For Racks with 18” - 32” Deep Support Rails | 238 | 10% | 215.8065
Vertiv | 1 Phase UPS | RMKIT18-32TAA | DELL STOCK / STORAGE ONLY. 18” - 32” Deep Racks Support Rails TAA COMPLIANT | 273.7 | 10% | 248.1775
Vertiv | IT Systems | RMPSU2-16-400 | 16 Port Power Supply Unit for HMX - 1U | 3094.85 | 10% | 2806.2552
Vertiv | IT Systems | RMPSU2-8-400 | 8 Port Power Supply Unit for HMX - 1U | 2547.45 | 10% | 2309.9003
Vertiv | IT Systems | RMPSU2-PS | Replaceable Power Supply | 695.3 | 10% | 630.4633
Vertiv | Rack PDU | RP-CBL-15FT | Redundant Power Cable, 15ft. Interconnects the IMD-5M units from 2 different rPDUs. | 70.55 | 10% | 63.9712
Vertiv | Rack PDU | RP-CBL-8IN | Redundant Power Cable, 8in. Interconnects the IMD-5M units from 2 different rPDUs. | 16.15 | 10% | 14.644
Vertiv | 1 Phase UPS | RS500 | Flush-mount shelf for 19" wide telecom/relay racks | 187.85 | 10% | 170.333
Vertiv | 1 Phase UPS | RS600 | Center-mount shelf for 19" wide telecom/relay racks | 389.3 | 10% | 352.9978
Vertiv | 1 Phase UPS | RS700 | Flush-mount shelf for 23" wide telecom/relay racks | 280.5 | 10% | 254.3434
Vertiv | 1 Phase UPS | RS800 | Center-mount shelf for 23" wide telecom/relay racks | 198.05 | 10% | 179.5818
Vertiv | IT Systems | RTAFHD3-100 | Temperature, airflow, humidity, and dew Point sensor. Includes 100ft / 30.4m cable. | 229.5 | 10% | 208.0991
Vertiv | IT Systems | RTAFHD3-12 | Temperature, airflow, humidity, and dew Point sensor. Includes 12ft / 3.6m cable. | 177.65 | 10% | 161.0841
Vertiv | IT Systems | RTAFHD3-20 | Temperature, airflow, humidity, and dew Point sensor. Includes 20ft / 6.1m cable. | 185.3 | 10% | 168.0208
Vertiv | IT Systems | RTAFHD3-50 | Temperature, airflow, humidity, and dew Point sensor. Includes 50ft / 15.2m cable. | 192.1 | 10% | 174.1867
Vertiv | Racks | SA1-01001NB | SwitchAir, Passive 1U airflow management device for switches with air intake on both sides. Includes channels for mounting switch. | 264.35 | 10% | 239.6994
Vertiv | Racks | SA1-01001SS | SwitchAir, Passive 1U airflow management device for switches with air intake on one side. Includes channels for mounting switch. | 251.6 | 10% | 228.1383
Vertiv | Racks | SA1-01002 | SwitchAir, Passive 1U airflow management device for switches with rear air intake (non-port side). Adjusts from | 229.5 | 10% | 208.0991
Vertiv | Racks | SA1-01002L | SwitchAir, Passive 1U airflow management device for switches with rear air intake (non-port side). Adjusts from 10in to 14.63in / 254.0mm to 371.6mm. | 260.1 | 10% | 235.8457
Vertiv | Racks | SA1-01002S | SwitchAir, Passive 1U airflow management device for switches with rear air intake (non-port side). Adjusts from 5.75in to 8.5in / 146.0mm to 215.9mm. | 203.15 | 10% | 184.2063
Vertiv | Racks | SA1-01002XLNB | SwitchAir, Passive 1U airflow management device for switches with rear air intake (non-port side). Adjusts from 12.75in to 21in / 323.8mm to 533.4mm. Includes channels for mounting switch. | 452.2 | 10% | 410.0324
Vertiv | Racks | SA1-02003 | SwitchAir, Passive 2U airflow management device for switches with rear air intake (non-port side). Adjusts from 7.63in to 11.63in / 193.8mm to 295.4mm. | 302.6 | 10% | 274.3826
Vertiv | Racks | SA1-02003XS | SwitchAir, Passive 2U airflow management device for switches with rear air intake (non-port side). Adjusts from 4.15in to 5.75in / 105.4mm to 146.0mm. | 297.5 | 10% | 269.7581
Vertiv | Racks | SA1-02005 | SwitchAir, Passive 2U airflow management device for rear rack mounted 2U switches with side air intake. | 334.05 | 10% | 302.8998
Vertiv | Racks | SA1-03001 | SwitchAir, Passive 3U airflow management device for 3 rear rack mounted 1U switches with side air intake. | 365.5 | 10% | 331.4171
Vertiv | Racks | SA1-09001 | SwitchAir, Passive 9U airflow management device for re-directing exhaust from the side of core switches. | 164.9 | 10% | 149.5231
Vertiv | Racks | SA1-NB KIT | SwitchAir Replacement Channels and Brackets for SA1 Models (SA1-01001NB & SA1-01002XLNB) | 137.7 | 10% | 124.8595
Vertiv | Racks | SA1-XXXX NB KIT | SwitchAir Add-on kit for providing channels for switch mounting on non-NB SwitchAir units. | 208.25 | 10% | 188.8307
Vertiv | IT Systems | SC820DPH-400 | CYBEX™ SC Universal DP/H Secure KVM Switch 2-Port Single Display, PP4.0 | 993.65 | 10% | 900.9921
Vertiv | IT Systems | SC840DPH-400 | CYBEX™ SC Universal DP/H Secure KVM Switch 4-Port Single Display, PP4.0 | 1565.7 | 10% | 1419.6985
Vertiv | IT Systems | SC840DPHC-400 | CYBEX™ SC Universal DP/H + USB-C Secure KVM Switch 4-Port Single Display, PP4.0 | 1565.7 | 10% | 1419.6985
Vertiv | IT Systems | SC840DVI-400 | CYBEX™ SC DVI Secure KVM Switch 4-Port Single Display, PP4.0 | 1190.85 | 10% | 1079.8032
Vertiv | IT Systems | SC845DPH-400 | CYBEX™ SC Universal DP/H Secure KVM Switch 4-Port Single Display with CAC, PP4.0 | 1407.6 | 10% | 1276.3413
Vertiv | IT Systems | SC845DPHC-400 | CYBEX™ SC Universal DP/H + USB-C Secure KVM Switch 4-Port Single Display, with CAC,PP4.0 | 1407.6 | 10% | 1276.3413
Vertiv | IT Systems | SC920DPH-400 | CYBEX™ SC Universal DP/H Secure KVM Switch 2-Port Dual Display, PP4.0 | 1205.3 | 10% | 1092.9058
Vertiv | IT Systems | SC940DPH-400 | CYBEX™ SC Universal DP/H Secure KVM Switch 4-Port Dual Display, PP4.0 | 1689.8 | 10% | 1532.2261
Vertiv | IT Systems | SC940DPHC-400 | CYBEX™ SC Universal DP/H + USB-C Secure KVM Switch 4-Port Dual Display, PP4.0 | 1689.8 | 10% | 1532.2261
Vertiv | IT Systems | SC940DVI-400 | CYBEX™ SC DVI Secure KVM Switch 4-Port Dual Display, PP4.0 | 1417.8 | 10% | 1285.5901
Vertiv | IT Systems | SC945DPH-400 | CYBEX™ SC Universal DP/H Secure KVM Switch 4-Port Dual Display with CAC, PP4.0 | 1778.2 | 10% | 1612.3829
Vertiv | IT Systems | SC945DPHC-400 | CYBEX™ SC Universal DP/H + USB-C Secure KVM Switch 4-Port Dual Display with CAC, PP4.0 | 1778.2 | 10% | 1612.3829
Vertiv | IT Systems | SC985DPH-400 | CYBEX™ SC Universal DP/H Secure KVM Switch 8-Port Dual Display with CAC, PP4.0 | 3178.15 | 10% | 2881.7875
Vertiv | IT Systems | SCKM140PP4-400 | 4P SC KM DP/H UNIV | 963.05 | 10% | 873.2456
Vertiv | IT Systems | SCM145DPH-400 | CYBEX™ SC Universal DP/H Secure Desktop Matrix 2x4 KVM with CAC, PP4.0 | 1961.8 | 10% | 1778.8621
Vertiv | IT Systems | SCM185DPH-400 | CYBEX™ SC Universal DP/H Secure Desktop Matrix 2x8 KVM with CAC, PP4.0 | 2906.15 | 10% | 2635.1515
Vertiv | IT Systems | SCMDR0001-400 | SC MDR Smart-Card Reader, 4P | 668.95 | 10% | 606.5704
Vertiv | IT Systems | SCMV2160DPH-400 | CYBEX™ SC Universal DP/H Secure 16-Port MultiViewer KVM, PP4.0 | 16699.1 | 10% | 15141.9089
Vertiv | IT Systems | SCMV245DPH-400 | CYBEX™ SC Universal DP/H Secure 4-Port MultiViewer KVM with CAC, PP4.0 | 4841.6 | 10% | 4390.1208
Vertiv | IT Systems | SCMV285DPH-400 | CYBEX™ SC Universal DP/H Secure 8-Port MultiViewer KVM, PP4.0 | 9999.4 | 10% | 9066.9559
Vertiv | IT Systems | SCNT-1YGLD-A-100PK | 1YR GOLD 24X7 FOR DSV DEV100 SLIC | 1308.15 | 10% | 1186.165
Vertiv | IT Systems | SCNT-1YGLD-A-10KPK | 1 Year Gold (Priority 24x7 Technical Support, Software Upgrade Protection) Maintenance Plan for DSView device | 26074.6 | 4.5% | 24956.6515
Vertiv | IT Systems | SCNT-1YGLD-A-10PK | 1 Year Gold (Priority 24x7 Technical Support, Software Upgrade Protection) Maintenance Plan for DSView device license – 10-pack | 164.05 | 10% | 148.7523
Vertiv | IT Systems | SCNT-1YGLD-A-1KPK | 1 Year Gold (Priority 24x7 Technical Support, Software Upgrade Protection) Maintenance Plan for DSView device license – 1,000-pack | 4567.05 | 10% | 4141.1726
Vertiv | IT Systems | SCNT-1YGLD-A-1PK | 1 Year Gold (Priority 24x7 Technical Support, Software Upgrade Protection) Maintenance Plan for DSView device license – 1-pack | 26.35 | 10% | 23.8929
Vertiv | IT Systems | SCNT-1YGLD-A-500PK | 1 Year Gold (Priority 24x7 Technical Support, Software Upgrade Protection) Maintenance Plan for DSView device license – 500-pack | 3264.85 | 10% | 2960.4027
Vertiv | IT Systems | SCNT-1YGLD-A-50PK | 1 Year Gold (Priority 24x7 Technical Support, Software Upgrade Protection) Maintenance Plan for DSView device license – 50-pack | 729.3 | 10% | 661.2928
Vertiv | IT Systems | SCNT-1YGLD-A-SPOKE | 1 Year Gold (Priority 24x7 Technical Support, Software Upgrade Protection) Maintenance Plan for DSView spoke add-on license | 817.7 | 10% | 741.4495
Vertiv | IT Systems | SCNT-1YGLD-A-WSK | 1 Year Gold (Priority 24x7 Technical Support, Software Upgrade Protection) Maintenance Plan for DSView Web Services API | 1632 | 4.5% | 1562.028
Vertiv | IT Systems | SCNT-1YGLD-A-ZONE | 1 Year Gold (Priority 24x7 Technical Support, Software Upgrade Protection) Maintenance Plan for DSView zone license | 247.35 | 10% | 224.2846
Vertiv | IT Systems | SCNT-1YGLD-MAX | 1 Year Gold (Priority 24x7 Technical Support, Software Upgrade Protection) Maintenance Plan for DSView Max Pack – 1 hub, 15 spokes, unlimited devices | 47315.25 | 4.5% | 45286.6087
Vertiv | IT Systems | SCNT-1YGLD-PLUS | 1 Year Gold (Priority 24x7 Technical Support, Software Upgrade Protection) Maintenance Plan for DSView Plus Pack – 1 hub, 4 spokes, 2,000 devices | 7018.45 | 4.5% | 6717.534
Vertiv | IT Systems | SCNT-1YGLD-PREM | 1 Year Gold (Priority 24x7 Technical Support, Software Upgrade Protection) Maintenance Plan for DSView Premium Pack – 1 hub, 8 spokes, 5,000 devices | 15664.65 | 4.5% | 14993.0281
Vertiv | IT Systems | SCNT-1YGLD-START | 1 Year Gold (Priority 24x7 Technical Support, Software Upgrade Protection) Maintenance Plan for DSView Starter Pack – 1 hub, 1spoke, 250 devices | 1488.35 | 4.5% | 1424.537
Vertiv | IT Systems | SCNT-1YGLD-STND | 1 Year Gold (Priority 24x7 Technical Support, Software Upgrade Protection) Maintenance Plan for DSView Standard Pack – 1 hub, 2 spokes, 500 devices | 3657.55 | 4.5% | 3500.7325
Vertiv | IT Systems | SCNT-1YSLV-A-100PK | 1YR SILVER SUP FOR DSV DEV100 SLIC | 1144.95 | 10% | 1038.1834
Vertiv | IT Systems | SCNT-1YSLV-A-10KPK | 1 Year Silver (Priority 8x5 Technical Support, Software Upgrade Protection) Maintenance Plan for DSView device license – 10,000-pack | 22815.7 | 10% | 20688.136
Vertiv | IT Systems | SCNT-1YSLV-A-10PK | 1 Year Silver (Priority 8x5 Technical Support, Software Upgrade Protection) Maintenance Plan for DSView device | 144.5 | 4.5% | 138.3046
Vertiv | IT Systems | SCNT-1YSLV-A-1KPK | 1 Year Silver (Priority 8x5 Technical Support, Software Upgrade Protection) Maintenance Plan for DSView device | 3998.4 | 4.5% | 3826.9686
Vertiv | IT Systems | SCNT-1YSLV-A-1PK | 1 Year Silver (Priority 8x5 Technical Support, Software Upgrade Protection) Maintenance Plan for DSView device | 21.25 | 4.5% | 20.3389
Vertiv | IT Systems | SCNT-1YSLV-A-500PK | 1 Year Silver (Priority 8x5 Technical Support, Software Upgrade Protection) Maintenance Plan for DSView device | 2856 | 4.5% | 2733.549
Vertiv | IT Systems | SCNT-1YSLV-A-50PK | 1 Year Silver (Priority 8x5 Technical Support, Software Upgrade Protection) Maintenance Plan for DSView device | 638.35 | 4.5% | 610.9807
Vertiv | IT Systems | SCNT-1YSLV-A-SPOKE | 1 Year Silver (Priority 8x5 Technical Support, Software Upgrade Protection) Maintenance Plan for DSView spoke | 717.4 | 4.5% | 686.6415
Vertiv | IT Systems | SCNT-1YSLV-A-WSK | 1 Year Silver (Priority 8x5 Technical Support, Software Upgrade Protection) Maintenance Plan for DSView Web | 1428.85 | 4.5% | 1367.5881
Vertiv | IT Systems | SCNT-1YSLV-A-ZONE | 1 Year Silver (Priority 8x5 Technical Support, Software Upgrade Protection) Maintenance Plan for DSView zone | 216.75 | 4.5% | 207.4568
Vertiv | IT Systems | SCNT-1YSLV-MAX | 1 Year Silver (Priority 8x5 Technical Support, Software Upgrade Protection) Maintenance Plan for DSView Max Pack | 41400.1 | 4.5% | 39625.0707
Vertiv | IT Systems | SCNT-1YSLV-PLUS | 1 Year Silver (Priority 8x5 Technical Support, Software Upgrade Protection) Maintenance Plan for DSView Plus | 6142.1 | 4.5% | 5878.7575
Vertiv | IT Systems | SCNT-1YSLV-PREM | 1 Year Silver (Priority 8x5 Technical Support, Software Upgrade Protection) Maintenance Plan for DSView Premium | 13706.25 | 4.5% | 13118.5945
Vertiv | IT Systems | SCNT-1YSLV-START | 1 Year Silver (Priority 8x5 Technical Support, Software Upgrade Protection) Maintenance Plan for DSView Starter | 1303.9 | 4.5% | 1247.9953
Vertiv | IT Systems | SCNT-1YSLV-STND | 1 Year Silver (Priority 8x5 Technical Support, Software Upgrade Protection) Maintenance Plan for DSView Standard | 3201.95 | 4.5% | 3064.6664
Vertiv | IT Systems | SCNT-2YGLD-A-100PK | 2YR GOLD 24X7 FOR DSV DEV100 GOLD | 2393.6 | 10% | 2170.3968
Vertiv | IT Systems | SCNT-2YGLD-A-10KPK | 2 Year Gold (Priority 24x7 Technical Support, Software Upgrade Protection) Maintenance Plan for DSView device | 47801.45 | 4.5% | 45751.9628
Vertiv | IT Systems | SCNT-2YGLD-A-10PK | 2 Year Gold (Priority 24x7 Technical Support, Software Upgrade Protection) Maintenance Plan for DSView device license – 10-pack | 298.35 | 10% | 270.5289
Vertiv | IT Systems | SCNT-2YGLD-A-1KPK | 2 Year Gold (Priority 24x7 Technical Support, Software Upgrade Protection) Maintenance Plan for DSView device license – 1,000-pack | 8371.65 | 10% | 7590.9936
Vertiv | IT Systems | SCNT-2YGLD-A-1PK | 2 Year Gold (Priority 24x7 Technical Support, Software Upgrade Protection) Maintenance Plan for DSView device license – 1-pack | 44.2 | 10% | 40.0784
Vertiv | IT Systems | SCNT-2YGLD-A-500PK | 2 Year Gold (Priority 24x7 Technical Support, Software Upgrade Protection) Maintenance Plan for DSView device license – 500-pack | 5981.45 | 10% | 5423.6798
Vertiv | IT Systems | SCNT-2YGLD-A-50PK | 2 Year Gold (Priority 24x7 Technical Support, Software Upgrade Protection) Maintenance Plan for DSView device license – 50-pack | 1333.65 | 10% | 1209.2871
Vertiv | IT Systems | SCNT-2YGLD-A-SPOKE | 2 Year Gold (Priority 24x7 Technical Support, Software Upgrade Protection) Maintenance Plan for DSView spoke add-on license | 1497.7 | 10% | 1358.0395
Vertiv | IT Systems | SCNT-2YGLD-A-WSK | 2 Year Gold (Priority 24x7 Technical Support, Software Upgrade Protection) Maintenance Plan for DSView Web Services API | 2990.3 | 4.5% | 2862.0909
Vertiv | IT Systems | SCNT-2YGLD-A-ZONE | 2 Year Gold (Priority 24x7 Technical Support, Software Upgrade Protection) Maintenance Plan for DSView zone license | 450.5 | 10% | 408.4909
Vertiv | IT Systems | SCNT-2YGLD-MAX | 2 Year Gold (Priority 24x7 Technical Support, Software Upgrade Protection) Maintenance Plan for DSView Max Pack – 1 hub, 15 spokes, unlimited devices | 86739.1 | 4.5% | 83020.1611
Vertiv | IT Systems | SCNT-2YGLD-PLUS | 2 Year Gold (Priority 24x7 Technical Support, Software Upgrade Protection) Maintenance Plan for DSView Plus Pack – 1 hub, 4 spokes, 2,000 devices | 12864.75 | 4.5% | 12313.1738
Vertiv | IT Systems | SCNT-2YGLD-PREM | 2 Year Gold (Priority 24x7 Technical Support, Software Upgrade Protection) Maintenance Plan for DSView Premium Pack – 1 hub, 8 spokes, 5,000 devices | 28718.1 | 4.5% | 27486.8115
Vertiv | IT Systems | SCNT-2YGLD-START | 2 Year Gold (Priority 24x7 Technical Support, Software Upgrade Protection) Maintenance Plan for DSView Starter Pack – 1 hub, 1spoke, 250 devices | 2727.65 | 4.5% | 2610.702
Vertiv | IT Systems | SCNT-2YGLD-STND | 2 Year Gold (Priority 24x7 Technical Support, Software Upgrade Protection) Maintenance Plan for DSView Standard Pack – 1 hub, 2 spokes, 500 devices | 6703.1 | 4.5% | 6415.7046
Vertiv | IT Systems | SCNT-2YSLV-A-100PK | 2YR SILVER SUP FOR DSV DEV100 SLIC | 2069.75 | 10% | 1876.7458
Vertiv | IT Systems | SCNT-2YSLV-A-10KPK | 2 Year Silver (Priority 8x5 Technical Support, Software Upgrade Protection) Maintenance Plan for DSView device license – 10,000-pack | 41282.8 | 10% | 37433.1789
Vertiv | IT Systems | SCNT-2YSLV-A-10PK | 2 Year Silver (Priority 8x5 Technical Support, Software Upgrade Protection) Maintenance Plan for DSView device license – 10-pack | 259.25 | 10% | 235.0749
Vertiv | IT Systems | SCNT-2YSLV-A-1KPK | 2 Year Silver (Priority 8x5 Technical Support, Software Upgrade Protection) Maintenance Plan for DSView device license – 1,000-pack | 7230.1 | 10% | 6555.8932
Vertiv | IT Systems | SCNT-2YSLV-A-1PK | 2 Year Silver (Priority 8x5 Technical Support, Software Upgrade Protection) Maintenance Plan for DSView device | 37.4 | 4.5% | 35.7965
Vertiv | IT Systems | SCNT-2YSLV-A-500PK | 2 Year Silver (Priority 8x5 Technical Support, Software Upgrade Protection) Maintenance Plan for DSView device | 5166.3 | 4.5% | 4944.7949
Vertiv | IT Systems | SCNT-2YSLV-A-50PK | 2 Year Silver (Priority 8x5 Technical Support, Software Upgrade Protection) Maintenance Plan for DSView device | 1152.6 | 4.5% | 1103.1823
Vertiv | IT Systems | SCNT-2YSLV-A-SPOKE | 2 Year Silver (Priority 8x5 Technical Support, Software Upgrade Protection) Maintenance Plan for DSView spoke | 1293.7 | 4.5% | 1238.2326
Vertiv | IT Systems | SCNT-2YSLV-A-WSK | 2 Year Silver (Priority 8x5 Technical Support, Software Upgrade Protection) Maintenance Plan for DSView Web | 2582.3 | 4.5% | 2471.5839
Vertiv | IT Systems | SCNT-2YSLV-A-ZONE | 2 Year Silver (Priority 8x5 Technical Support, Software Upgrade Protection) Maintenance Plan for DSView zone | 391 | 4.5% | 374.2359
Vertiv | IT Systems | SCNT-2YSLV-MAX | 2 Year Silver (Priority 8x5 Technical Support, Software Upgrade Protection) Maintenance Plan for DSView Max Pack | 74912.2 | 4.5% | 71700.3394
Vertiv | IT Systems | SCNT-2YSLV-PLUS | 2 Year Silver (Priority 8x5 Technical Support, Software Upgrade Protection) Maintenance Plan for DSView Plus | 11111.2 | 4.5% | 10634.8073
Vertiv | IT Systems | SCNT-2YSLV-PREM | 2 Year Silver (Priority 8x5 Technical Support, Software Upgrade Protection) Maintenance Plan for DSView Premium | 24802.15 | 4.5% | 23738.7578
Vertiv | IT Systems | SCNT-2YSLV-START | 2 Year Silver (Priority 8x5 Technical Support, Software Upgrade Protection) Maintenance Plan for DSView Starter | 2353.65 | 4.5% | 2252.7373
Vertiv | IT Systems | SCNT-2YSLV-STND | 2 Year Silver (Priority 8x5 Technical Support, Software Upgrade Protection) Maintenance Plan for DSView Standard | 5787.65 | 4.5% | 5539.5045
Vertiv | IT Systems | SCNT-RENEW | Base rate multiplier for renewal adjustment of Avocent support agreements. Only valid if Avocent provide quote # is | 0.85 | 4.5% | 0.81356
Vertiv | IT Systems | SCUSBHIDFILTER | SC USB HID Filter with eLock | 175.1 | 10% | 158.7719
Vertiv | IT Systems | SCUSBPORTBLOCK | SC USB Port Block with eLock | 247.35 | 10% | 224.2846
Vertiv | IT Systems | SD2 | Low voltage analog Photoelectric Smoke Detector. | 467.5 | 10% | 423.9056
Vertiv | IT Systems | SFIQ-VGA | Small Form Factor, Server Interface Module for VGA, USB keyboard, mouse. Supports virtual media, CAC and USB | 154.7 | 4.5% | 148.0672
Vertiv | IT Systems | SFIQ-VGA08 | Small Form Factor, Server Interface Module for VGA, USB keyboard, mouse. Supports virtual media, CAC and | 1221.45 | 4.5% | 1169.0803
Vertiv | Rack PDU | SLB-4 | Mini L rPDU Brackets (PAIR) | 9.35 | 10% | 8.4781
Vertiv | IT Systems | SmartCamBulletKit4 | Smart Aisle, Smart Row Bullet Camera 4 pack, Mounting Brackets, 8 Channel NVR and 4TB HD | 4250 | 10% | 3853.6875
Vertiv | IT Systems | SmartCamBulletKit8 | Smart Aisle, Smart Row Bullet Camera 8 pack, Mounting Brackets, 8 Channel NVR and 4TB HD | 6800 | 10% | 6165.9
Vertiv | IT Systems | SmartCamDomeKit4 | Smart Aisle, Smart Row Dome Camera 4 pack, Mounting Brackets, 8 Channel NVR and 4TB HD | 4250 | 10% | 3853.6875
Vertiv | IT Systems | SmartCamDomeKit8 | Smart Aisle, Smart Row Dome Camera 8 pack, Mounting Brackets, 8 Channel NVR and 4TB HD | 6800 | 10% | 6165.9
Vertiv | IT Systems | SN-2D | Modular with two door contact inputs (Does not include door switches). | 90.95 | 10% | 82.4689
Vertiv | IT Systems | SN-3C | SN Sensor - Modular three dry contact input (1 probe) | 136 | 10% | 123.318
Vertiv | IT Systems | SN-L1 | SN Sensor - Leak Detection 1ft | 507.45 | 10% | 460.1303
Vertiv | IT Systems | SN-L20 | Modular leak zone sensor with 20 foot cable (Liebert RDU-S only) | 712.3 | 10% | 645.878
Vertiv | IT Systems | SN-T | SN Sensor - Modular single temperature probe (1 probe) | 164.9 | 10% | 149.5231
Vertiv | IT Systems | SN-TH | SN Sensor - Modular single temperature and single humidity probes (2 probes) | 539.75 | 10% | 489.4183
Vertiv | IT Systems | SN-Z01 | SN Sensor - Single Temperature Probe; 3.66m/12ft. length cable | 180.2 | 10% | 163.3964
Vertiv | IT Systems | SN-Z02 | SN Sensor - Three Temperature Probes; 5.18m/17ft. length cable | 329.8 | 10% | 299.0462
Vertiv | IT Systems | SN-Z03 | SN Sensor - Three Temperature and One Humidity Probes; 5.18m/17ft. length cable | 396.1 | 10% | 359.1637
Vertiv | IT Systems | SPS-4 | Sensor Port Splitter, 4x RJ12 in support of Geist Sensors. Replaces SP-5 | 55.25 | 4.5% | 52.8812
Vertiv | IT Systems | SR2N02010FAA1 | SR2-2xIT racks 10kW-Pow&CoolinRedun | ########## | 10% | #VALUE!
Vertiv | IT Systems | SR2N02010FAA1-SVC | ProjectMgmt, Assemb & startupsystem | 66509.95 | 10% | 60307.8972
Vertiv | IT Systems | SR2N02010FAA2 | SR2-2xIT racks 10kW-Pow&CoolinRedun w/FSS Cabinet | #REF! | 10% | #VALUE!
Vertiv | IT Systems | SR2N02010FAA2-SVC | SR2 ProjectMgmt, Assemb & startupsystem w/FSS Cabinet | 74769.4 | 10% | 67797.1534
Vertiv | IT Systems | SR2N02010NAA1 | SR2-2xIT racks 10kW-No Redundancy | ########## | 10% | #VALUE!
Vertiv | IT Systems | SR2N02010NAA1-SVC | ProjectMgmt, Assemb & startupsystem | 45350.05 | 10% | 41121.1578
Vertiv | IT Systems | SR2N02010NAA2 | SR2-2xIT racks 10kW- No Redundancy w/FSS Cabinet | #REF! | 10% | #VALUE!
Vertiv | IT Systems | SR2N02010NAA2-SVC | SR2 ProjectMgmt, Assemb & startupsystem w/FSS Cabinet | 50507 | 10% | 45797.2223
Vertiv | IT Systems | SR2N02010PAA1 | SR2-2xIT racks 10kW-PowerRedundancy | ########## | 10% | #VALUE!
Vertiv | IT Systems | SR2N02010PAA1-SVC | ProjectMgmt, Assemb & startupsystem | 60463.9 | 10% | 54825.6413
Vertiv | IT Systems | SR2N02010PAA2 | SR2-2xIT racks 10kW-Pow Redun w/FSS Cabinet | #REF! | 10% | #VALUE!
Vertiv | IT Systems | SR2N02010PAA2-SVC | SR2 ProjectMgmt, Assemb & startupsystem w/FSS Cabinet | 68223.55 | 10% | 61861.704
Vertiv | IT Systems | SR2N03010FAA1 | SR2-3xIT racks 10kW-Pow&CoolinRedun | ########## | 10% | #VALUE!
Vertiv | IT Systems | SR2N03010FAA1-SVC | ProjectMgmt, Assemb & startupsystem | 75579.45 | 10% | 68531.6663
Vertiv | IT Systems | SR2N03010FAA2 | SR2-3xIT racks 10kW-Pow&CoolinRedun w/FSS Cabinet | #REF! | 10% | #VALUE!
Vertiv | IT Systems | SR2N03010FAA2-SVC | SR2 ProjectMgmt, Assemb & startupsystem w/FSS Cabinet | 84318.3 | 10% | 76455.6185
Vertiv | IT Systems | SR2N03010NAA1 | SR2-3xIT racks 10kW-No Redundancy | ########## | 10% | #VALUE!
Vertiv | IT Systems | SR2N03010NAA1-SVC | ProjectMgmt, Assemb & startupsystem | 51394.4 | 10% | 46601.8722
Vertiv | IT Systems | SR2N03010NAA2 | SR2-3xIT racks 10kW- No Redundancy w/FSS Cabinet | #REF! | 10% | #VALUE!
Vertiv | IT Systems | SR2N03010NAA2-SVC | SR2 ProjectMgmt, Assemb & startupsystem w/FSS Cabinet | 58671.25 | 10% | 53200.1559
Vertiv | IT Systems | SR2N03010PAA1 | SR2-3xIT racks 10kW-PowerRedundancy | ########## | 10% | #VALUE!
Vertiv | IT Systems | SR2N03010PAA1-SVC | ProjectMgmt, Assemb & startupsystem | 69533.4 | 10% | 63049.4104
Vertiv | IT Systems | SR2N03010PAA2 | SR2-3xIT racks 10kW-Pow Redun w/FSS Cabinet | #REF! | 10% | #VALUE!
Vertiv | IT Systems | SR2N03010PAA2-SVC | SR2 ProjectMgmt, Assemb & startupsystem w/FSS Cabinet | 77775.85 | 10% | 70523.252
Vertiv | IT Systems | SR2N03020FAA1 | SR2-3xIT racks 20kW-Pow&CoolinRedun | ########## | 10% | #VALUE!
Vertiv | IT Systems | SR2N03020FAA1-SVC | ProjectMgmt, Assemb & startupsystem | 81625.5 | 10% | 74013.9221
Vertiv | IT Systems | SR2N03020FAA2 | SR2-3xIT racks 20kW-Pow&CoolinRedun w/FSS Cabinet | #REF! | 10% | #VALUE!
Vertiv | IT Systems | SR2N03020FAA2-SVC | SR2 ProjectMgmt, Assemb & startupsystem w/FSS Cabinet | 90713.7 | 10% | 82254.6475
Vertiv | IT Systems | SR2N03020NAA1 | SR2-3xIT racks 20kW-No Redundancy | ########## | 10% | #VALUE!
Vertiv | IT Systems | SR2N03020NAA1-SVC | ProjectMgmt, Assemb & startupsystem | 54417 | 10% | 49342.6148
Vertiv | IT Systems | SR2N03020NAA2 | SR2-3xIT racks 20kW- No Redundancy w/FSS Cabinet | #REF! | 10% | #VALUE!
Vertiv | IT Systems | SR2N03020NAA2-SVC | SR2 ProjectMgmt, Assemb & startupsystem w/FSS Cabinet | 61840.9 | 10% | 56074.2361
Vertiv | IT Systems | SR2N03020PAA1 | SR2-3xIT racks 20kW-PowerRedundancy | ########## | 10% | #VALUE!
Vertiv | IT Systems | SR2N03020PAA1-SVC | ProjectMgmt, Assemb & startupsystem | 75579.45 | 10% | 68531.6663
Vertiv | IT Systems | SR2N03020PAA2 | SR2-3xIT racks 20kW-Pow Redun w/FSS Cabinet | #REF! | 10% | #VALUE!
Vertiv | IT Systems | SR2N03020PAA2-SVC | SR2 ProjectMgmt, Assemb & startupsystem w/FSS Cabinet | 84172.95 | 10% | 76323.8224
Vertiv | IT Systems | SR2N04020FAA1 | SR2-4xIT racks 20kW-Pow&CoolinRedun | ########## | 10% | #VALUE!
Vertiv | IT Systems | SR2N04020FAA1-SVC | ProjectMgmt, Assemb & startupsystem | 90695 | 10% | 82237.6913
Vertiv | IT Systems | SR2N04020FAA2 | SR2-4xIT racks 20kW-Pow&CoolinRedun w/FSS Cabinet | #REF! | 10% | #VALUE!
Vertiv | IT Systems | SR2N04020FAA2-SVC | SR2 ProjectMgmt, Assemb & startupsystem w/FSS Cabinet | ########## | 10% | #VALUE!
Vertiv | IT Systems | SR2N04020NAA1 | SR2-4xIT racks 20kW-No Redundancy | ########## | 10% | #VALUE!
Vertiv | IT Systems | SR2N04020NAA1-SVC | ProjectMgmt, Assemb & startupsystem | 60463.9 | 10% | 54825.6413
Vertiv | IT Systems | SR2N04020NAA2 | SR2-4xIT racks 20kW- No Redundancy w/FSS Cabinet | #REF! | 10% | #VALUE!
Vertiv | IT Systems | SR2N04020NAA2-SVC | SR2 ProjectMgmt, Assemb & startupsystem w/FSS Cabinet | 68237.15 | 10% | 61874.0358
Vertiv | IT Systems | SR2N04020PAA1 | SR2-4xIT racks 20kW-PowerRedundancy | ########## | 10% | #VALUE!
Vertiv | IT Systems | SR2N04020PAA1-SVC | ProjectMgmt, Assemb & startupsystem | 84648.95 | 10% | 76755.4354
Vertiv | IT Systems | SR2N04020PAA2 | SR2-4xIT racks 20kW-Pow Redun w/FSS Cabinet | #REF! | 10% | #VALUE!
Vertiv | IT Systems | SR2N04020PAA2-SVC | SR2 ProjectMgmt, Assemb & startupsystem w/FSS Cabinet | 93714.2 | 10% | 84975.3509
Vertiv | IT Systems | SR2N05020FAA1 | SR2-5xIT racks 20kW-Pow&CoolinRedun | ########## | 10% | #VALUE!
Vertiv | IT Systems | SR2N05020FAA1-SVC | ProjectMgmt, Assemb & startupsystem | 99736.45 | 10% | 90436.026
Vertiv | IT Systems | SR2N05020FAA2 | SR2-5xIT racks 20kW-Pow&CoolinRedun w/FSS Cabinet | #REF! | 10% | #VALUE!
Vertiv | IT Systems | SR2N05020FAA2-SVC | SR2 ProjectMgmt, Assemb & startupsystem w/FSS Cabinet | ########## | 10% | #VALUE!
Vertiv | IT Systems | SR2N05020NAA1 | SR2-5xIT racks 20kW-No Redundancy | ########## | 10% | #VALUE!
Vertiv | IT Systems | SR2N05020NAA1-SVC | ProjectMgmt, Assemb & startupsystem | 66509.95 | 10% | 60307.8972
Vertiv | IT Systems | SR2N05020NAA2 | SR2-5xIT racks 20kW- No Redundancy w/FSS Cabinet | #REF! | 10% | #VALUE!
Vertiv | IT Systems | SR2N05020NAA2-SVC | SR2 ProjectMgmt, Assemb & startupsystem w/FSS Cabinet | 74624.9 | 10% | 67666.1281
Vertiv | IT Systems | SR2N05020PAA1 | SR2-5xIT racks 20kW-PowerRedundancy | ########## | 10% | #VALUE!
Vertiv | IT Systems | SR2N05020PAA1-SVC | ProjectMgmt, Assemb & startupsystem | 93718.45 | 10% | 84979.2045
Vertiv | IT Systems | SR2N05020PAA2 | SR2-5xIT racks 20kW-Pow Redun w/FSS Cabinet | #REF! | 10% | #VALUE!
Vertiv | IT Systems | SR2N05020PAA2-SVC | SR2 ProjectMgmt, Assemb & startupsystem w/FSS Cabinet | ########## | 10% | #VALUE!
Vertiv | IT Systems | SRT-100 | Temperature sensor used to monitor temperature in critical environments. Includes a 100ft / 30.4m cable. | 170 | 10% | 154.1475
Vertiv | IT Systems | SRT-12 | Temperature sensor used to monitor temperature in critical environments. Includes a 12ft / 3.6m cable. | 82.45 | 10% | 74.7615
Vertiv | IT Systems | SRT-20 | Temperature sensor used to monitor temperature in critical environments. Includes a 20ft / 6.1m cable. | 91.8 | 10% | 83.2397
Vertiv | IT Systems | SRT-50 | Temperature sensor used to monitor temperature in critical environments. Includes a 50ft / 15.2m cable. | 112.2 | 10% | 101.7374
Vertiv | Vertiv Services | SUAPS-MR24 | APS Module Replacement and Reconfiguration 24x7 | 1676.2 | 4.5% | 1604.3329
Vertiv | Vertiv Services | SUAPS-MR85 | APS Module Replacement and Reconfiguration M-F 8x5 | 1351.5 | 4.5% | 1293.5544
Vertiv | Vertiv Services | SUAPSXX24 | Startup 24 X 7 | 3230.85 | 4.5% | 3092.3273
Vertiv | Vertiv Services | SUAPSXXMF | Startup M-F, 8-5 | 2334.95 | 4.5% | 2234.839
Vertiv | Vertiv Services | SUEXS10-40U7 | Startup 7x24 EXS10-40kVA | 2763.35 | 4.5% | 2644.8714
Vertiv | Vertiv Services | SUEXS10-40UM | Startup M-F EXS10-40kVA | 1939.7 | 4.5% | 1856.5354
Vertiv | Vertiv Services | SUEXS10U7 | Startup 7x24 EXS10kVA | 2763.35 | 4.5% | 2644.8714
Vertiv | Vertiv Services | SUEXS10UM | Startup M-F EXS10kVA | 1939.7 | 4.5% | 1856.5354
Vertiv | Vertiv Services | SUEXSV10-40U7 | Startup 7x24 EXS V-Model 10-40kVA | 2763.35 | 4.5% | 2644.8714
Vertiv | Vertiv Services | SUEXSV10-40UM | Startup M-F EXS V-Model 10-40kVA | 1939.7 | 4.5% | 1856.5354
Vertiv | Vertiv Services | SUGXT15-20U7 | GXT 15-20 S/U 7x24 | 3375.35 | 4.5% | 3230.6319
Vertiv | Vertiv Services | SUGXT15-20U7RMV | GXT 8-10K S/U 7x24 WR | 4399.6 | 4.5% | 4210.9671
Vertiv | Vertiv Services | SUGXT-1K3K | START UP GXT UP TO 3KVA 7X24 | 1903.15 | 4.5% | 1821.5524
Vertiv | Vertiv Services | SUGXT-1K3KRMV | START UP GXT UP TO 3KVA 7X24 WR | 2238.9 | 4.5% | 2142.9072
Vertiv | Vertiv Services | SUGXT-5-6U7 | GXT3 Startup 5 & 6 kVA 7 x 24 | 2142.85 | 4.5% | 2050.9753
Vertiv | Vertiv Services | SUGXT-5-6U7RMV | UPS-GXT 5-6K S/U 7x24 WR | 3213.85 | 4.5% | 3076.0562
Vertiv | Vertiv Services | SUGXT-8-10U7 | GXT3 Startup 8 & 10 kVA 7 x 24 | 2618 | 4.5% | 2505.7532
Vertiv | Vertiv Services | SUGXT-8-10U7RMV | UPS-GXT 8-10K S/U 7x24 WR | 3690.7 | 4.5% | 3532.4612
Vertiv | Vertiv Services | SUGXTCRD-LFWYN | START-UP VEYTEC C#38050273 WYNDHAM | 1364.25 | 4.5% | 1305.7578
Vertiv | Vertiv Services | SUGXT-EXTBTCB | START UP GXT EXT BT CB 7X24 | 934.15 | 4.5% | 894.0983
Vertiv | Vertiv Services | SUGXTEXTBTCBRMV | Start Up GXT Ext BT CB 7x24 WR | 1273.3 | 4.5% | 1218.7073
Vertiv | Vertiv Services | SUGXT-EXTBTCBRMV | START UP GXT EXT BT CB 7X24 WR | 1501.1 | 4.5% | 1436.7403
Vertiv | Vertiv Services | SUGXT-LFWYN | START-UP VEYTEC C#38050273 WYNDHAM | 1364.25 | 4.5% | 1305.7578
Vertiv | Vertiv Services | SUGXT-RLFWYN | START-UP VEYTEC C#38050273 WYNDHAM | 1364.25 | 4.5% | 1305.7578
Vertiv | Vertiv Services | SUITA2-5-40U7 | S/U ITA2 5-40kVA UPS 24x7 | 4804.2 | 4.5% | 4598.2199
Vertiv | Vertiv Services | SUITA2-5-40UM | S/U ITA2 5-40kVA UPS 8x5 M-F | 2176 | 4.5% | 2082.704
Vertiv | Vertiv Services | SUITA-8-10MF85 | Startup ITA2 8-10K UPS 8X5 | 2311.15 | 4.5% | 2212.0594
Vertiv | Vertiv Services | SUITA-8-10U7 | Startup ITA2 8-10K UPS 7x24 | 2119.05 | 4.5% | 2028.1957
Vertiv | Vertiv Services | SUITA-EBC-MF85 | Startup ITA2 Ext Batt Cab 8X5 | 963.05 | 4.5% | 921.7592
Vertiv | Vertiv Services | SUITA-EXTBTCBU7 | Startup ITA2 EBC UPS 7x24 | 1059.95 | 4.5% | 1014.5046
Vertiv | Vertiv Services | SUITA-MBC-MF85 | Startup ITA2 Maint Bypass Cab 8X5 | 963.05 | 4.5% | 921.7592
Vertiv | Vertiv Services | SUITA-MBC-U7 | Startup ITA2 Maint Bypass Cab 7x24 | 1421.2 | 4.5% | 1360.266
Vertiv | Vertiv Services | SUPAPSXX24 | Startup Plus 24 X 7 | 3823.3 | 4.5% | 3659.376
Vertiv | Vertiv Services | SUPAPSXXMF | Startup Plus M-F, 8-5 | 2928.25 | 4.5% | 2802.7013
Vertiv | Vertiv Services | SUPSI-1K3K | START UP PSI UP TO 3KVA 7X24 | 1622.65 | 4.5% | 1553.0789
Vertiv | Vertiv Services | SUPSI-1K3KRMV | START UP PSI UP TO 3KVA 7X24 WR | 1871.7 | 4.5% | 1791.4509
Vertiv | Vertiv Services | SUPSI-5K | START UP PSI UP TO 5KVA 7X24 | 1792.65 | 4.5% | 1715.7901
Vertiv | Vertiv Services | SUPSI-5KRMV | START UP PSI UP TO 5KVA 7X24 RMV | 2689.4 | 4.5% | 2574.092
Vertiv | Vertiv Services | SUPSI-EXTBTCB | START UP PSI EXT BT CB 7X24 | 934.15 | 4.5% | 894.0983
Vertiv | Vertiv Services | SUPSIEXTBTCBRMV | START UP PSI EXT BT CB 7X24 WR | 1363.4 | 4.5% | 1304.9442
Vertiv | Vertiv Services | SURPDU-BAS1 | START UP BASIC RPDU SNGL 7X24 | 1343 | 4.5% | 1285.4189
Vertiv | Vertiv Services | SURPDU-BASRMV1 | START UP BASIC SNGL 7X24 RMV | 1724.65 | 4.5% | 1650.7056
Vertiv | Vertiv Services | SURPDU-BASRMVX | START UP BASIC MULT 7X24 RMV | 1231.65 | 4.5% | 1178.843
Vertiv | Vertiv Services | SURPDU-BASX | START UP BASIC RPDU MULT 7X24 | 929.05 | 4.5% | 889.217
Vertiv | Vertiv Services | SURPDU-GE1 | Start-up Vertiv VP R-PDU SNGL | 1348.1 | 4.5% | 1290.3002
Vertiv | Vertiv Services | SURPDU-GEIX | START-UP GEIST R-PDU | 929.05 | 4.5% | 889.217
Vertiv | Vertiv Services | SURPDU-GERMV1 | Start-up Vertiv VP R-PDU SNGL RMV | 1862.35 | 4.5% | 1782.5017
Vertiv | Vertiv Services | SURPDU-GERMVX | Start-up Vertiv VP R-PDU MULT RMV | 1338.75 | 4.5% | 1281.3511
Vertiv | Vertiv Services | SURPDU-GEX | Start-up Vertiv VP R-PDU MULT | 955.4 | 4.5% | 914.4372
Vertiv | AC Power | SUWMBCMF | Startup 8x5 - Wallmount Maintenance Bypass | 1105.85 | 10% | 1002.7295
Vertiv | AC Power | SUWMBCU7 | Startup 7x24 - Wallmount Maintenance Bypass | 1172.15 | 10% | 1062.847
Vertiv | IT Systems | SV2160DPH-400 | Avocent® SV Universal DP/H KVM Switch 16-Port Dual Display | 3519 | 10% | 3190.8533
Vertiv | IT Systems | SV220-001 | 2-Port DVI-I Standard KVM | 464.1 | 10% | 420.8227
Vertiv | IT Systems | SV220D-001 | 2-Port DisplayPort Standard KVM | 556.75 | 10% | 504.8331
Vertiv | IT Systems | SV220H-001 | 2-Port HDMI Standard KVM | 432.65 | 10% | 392.3054
Vertiv | IT Systems | SV240-001 | 4-Port DVI-I Standard KVM | 835.55 | 10% | 757.635
Vertiv | IT Systems | SV240DPH-400 | Avocent® SV Universal DP/H KVM Switch 4-Port Single Display | 1416.95 | 10% | 1284.8194
Vertiv | IT Systems | SV240H-001 | 4-Port HDMI Standard KVM | 938.4 | 10% | 850.8942
Vertiv | IT Systems | SV340-001 | 4-Port DH DVI-I Standard KVM | 1324.3 | 10% | 1200.809
Vertiv | IT Systems | SV340D-001 | 4-Port DH DisplayPort Standard KVM | 1297.95 | 10% | 1176.9162
Vertiv | IT Systems | SV340DPH-400 | Avocent® SV Universal DP/H KVM Switch 4-Port Dual Display | 1984.75 | 10% | 1799.6721
Vertiv | IT Systems | SV340H-001 | 4-Port DH HDMI Standard KVM | 1173.85 | 10% | 1064.3885
Vertiv | IT Systems | SVKM120-001 | 2-Port Standard KM | 432.65 | 10% | 392.3054
Vertiv | IT Systems | SVKM140-001 | 4-Port Standard KM | 692.75 | 10% | 628.1511
Vertiv | IT Systems | SVM140DPH-400 | Avocent® SV Universal DP/H Desktop Matrix 2x4 KVM | 1559.75 | 10% | 1414.3033
Vertiv | IT Systems | SVM180DPH-400 | Avocent® SV Universal DP/H Desktop Matrix 2x8 KVM | 2410.6 | 10% | 2185.8115
Vertiv | IT Systems | SVMV240DPH-400 | Avocent® SV Universal DP/H 4-Port MultiViewer KVM | 4870.5 | 10% | 4416.3259
Vertiv | IT Systems | SVMV280DPH-400 | Avocent® SV Universal DP/H 8-Port MultiViewer KVM | 10447.35 | 10% | 9473.1346
Vertiv | IT Systems | TBR02 | VGA to DVI-D converted with USB Bridge | 344.25 | 10% | 312.1487
Vertiv | 1 Phase UPS | TDU-3500RTL620 | Liebert TDU 2U Rack Mount Stepdown Transformer, (8) 5-15/20R, (2) L5-20R | 1532.55 | 10% | 1389.6397
Vertiv | 1 Phase UPS | TDU-4000RTL630 | Liebert TDU 2U Rack Mount Stepdown Transformer, (8) 5-15/20R, (2) L5-20R | 1659.2 | 10% | 1504.4796
Vertiv | 1 Phase UPS | TDU-6000RTL630 | Liebert TDU 2U Rack Mount Stepdown Transformer, (8) 5-15/20R, (2) L5-30R | 1672.8 | 10% | 1516.8114
Vertiv | Rack PDU | TLFL | Toolless Full Length rPDU Bracket | 37.4 | 10% | 33.9124
Vertiv | Rack PDU | TLMH | Toolless Mounting Hardware | 6.8 | 10% | 6.1659
Vertiv | Rack PDU | TSMX2 | Single Side Mount 2 Unit rPDU Bracket (PAIR) | 22.1 | 10% | 20.0392
Vertiv | Rack PDU | U1071L | rPDU, Basic Standard, Max 22.0kW, Variable Power Configuration, Horizontal, (12) Locking IEC C13, (6) Locking IEC C19, Universal Input, Black Powder Coat. | 1550.4 | 10% | 1405.8252
Vertiv | Rack PDU | U1072L | rPDU, Basic Standard, Max 11.0kW, Variable Power Configuration, Vertical, (24) Locking IEC C13, (12) Locking IEC C19, Universal Input, Black Powder Coat. | 1377.85 | 10% | 1249.3655
Vertiv | Rack PDU | U1073L | rPDU, Basic Standard, Max 22.0kW, Variable Power Configuration, Vertical, (24) Locking IEC C13, (6) Locking IEC C19, Universal Input, Black Powder Coat. | 1689.8 | 10% | 1532.2261
Vertiv | Rack PDU | U1075 | rPDU, Basic Standard, Max 11.0kW, Variable Power Configuration, Vertical, (42) Combination C13/C19, Universal Input, Black Powder Coat. | 1588.65 | 10% | 1440.5084
Vertiv | Rack PDU | U1076 | rPDU, Basic Standard, Max 11.0kW, Variable Power Configuration, Horizontal, (12) Combination C13/C19, Universal Input, Black Powder Coat. | 1275.85 | 10% | 1156.877
Vertiv | Rack PDU | U1077 | rPDU, Basic Standard, Max 22.0kW, Variable Power Configuration, Horizontal, (24) Combination C13/C19, Universal Input, Black Powder Coat. | 1619.25 | 10% | 1468.2549
Vertiv | Rack PDU | U1078 | rPDU, Basic Standard, Max 22.0kW, Variable Power Configuration, Vertical, (30) Combination C13/C19, Universal Input, Black Powder Coat. | 1636.25 | 10% | 1483.6697
Vertiv | Rack PDU | U1079 | rPDU, Basic Standard, Max 22.0kW, Variable Power Configuration, Vertical, (48) Combination C13/C19, Universal Input, Black Powder Coat. | 1847.05 | 10% | 1674.8126
Vertiv | Rack PDU | UI10001L | rPDU, Basic Upgradeable, 16A OR 20A, 120V OR 208V OR 230V, 1.9kW or 3.3kW or 3.6kW, Vertical, (36) Locking IEC C13, (6) Locking IEC C19, C20, Black Powder Coat. | 815.15 | 10% | 739.1373
Vertiv | Rack PDU | UI10014L | rPDU, Basic Upgradeable, 16A OR 20A, 120V OR 208V OR 230V, 1.9kW or 3.3kW or 3.6kW, Horizontal, (10) Locking IEC C13, C20, Black Powder Coat. | 455.6 | 10% | 413.1153
Vertiv | Rack PDU | UI10027 | rPDU, Basic Upgradeable, Max 22.0kW, Variable Power Configuration, Horizontal, (24) Combination C13/C19, Universal Input, Black Powder Coat. | 1587.8 | 10% | 1439.7377
Vertiv | Rack PDU | UI10028 | rPDU, Basic Upgradeable, Max 22.0kW, Variable Power Configuration, Vertical, (30) Combination C13/C19, Universal Input, Black Powder Coat. | 1641.35 | 10% | 1488.2941
Vertiv | IT Systems | UMIQ-PS | POWER SUPPLY MODULE W/ CABLE | 209.1 | 10% | 189.6014
Vertiv | IT Systems | UMIQ-V2 | UM KVM MODULE - VGA+SP DUAL RJ45 | 319.6 | 10% | 289.7973
Vertiv | IT Systems | UPD-IEC | Power supply, IEC Adapter & 4 output cable to support up to 4 MPUIQ-SRL modules | 91.8 | 4.5% | 87.8641
Vertiv | Digital Ecosystem | USB485I | USB to RS-485 adapter. RDU101 Modbus/RTU and BACNet/MSTP support | 513.4 | 10% | 465.5254
Vertiv | IT Systems | USB6000RX | LAN USB 2.0 Extender Receiver | 868.7 | 10% | 787.6937
Vertiv | IT Systems | USB6000TX | LAN USB 2.0 Extender Transmitter | 868.7 | 10% | 787.6937
Vertiv | IT Systems | USBCKVMDHNP | 10ft USB-C (PC) to Dual Display DP (KVM) adapter cable +ETH +PWR | 412.25 | 10% | 373.8077
Vertiv | IT Systems | USBCKVMSHNP | 10ft USB-C (PC) to Single Display DP (KVM) adapter cable +ETH +PWR | 309.4 | 10% | 280.5485
Vertiv | IT Systems | USBCUSBCNP | 10ft USB-C (PC) to USB-C (KVM) adapter cable +ETH +PWR | 257.55 | 10% | 233.5335
Vertiv | Rack PDU | VA1N1100 | rPDU, Rack Transfer Switch Basic Upgradeable, 15A, 120V, 1.4kW, Horizontal, (10) NEMA 5-15R, 10ft / 3m power | 1500.25 | 10% | 1360.3517
Vertiv | Rack PDU | VA1N2100 | rPDU, Rack Transfer Switch Basic Upgradeable, 20A, 120V, 1.9kW, Horizontal, (10) NEMA 5-20R, 10ft / 3m power | 1509.6 | 10% | 1368.8298
Vertiv | Rack PDU | VA1N2101 | rPDU, Rack Transfer Switch Basic Upgradeable, 20A, 120V, 1.9kW, Horizontal, (10) NEMA 5-20R, 10ft / 3m power | 1536.8 | 10% | 1393.4934
Vertiv | Rack PDU | VA1N2200 | rPDU, Rack Transfer Switch Basic Upgradeable, 20A, 120V, 1.9kW, Horizontal, (20) NEMA 5-20R, 10ft / 3m power | 1787.55 | 10% | 1620.861
Vertiv | Rack PDU | VA1N2201 | rPDU, Rack Transfer Switch Basic Upgradeable, 20A, 120V, 1.9kW, Horizontal, (20) NEMA 5-20R, 10ft / 3m power | 1815.6 | 10% | 1646.2953
Vertiv | Rack PDU | VA1N3100 | rPDU, Rack Transfer Switch Basic Upgradeable, 30A, 208V, 4.9kW, Horizontal, (1) NEMA L6-30R, 10ft / 3m power | 1609.9 | 10% | 1459.7768
Vertiv | Rack PDU | VA1N3102 | rPDU, Rack Transfer Switch Basic Upgradeable, 30A, 208V, 4.9kW, Horizontal, (12) Combination C13/C19, 10ft / 3 | 1718.7 | 10% | 1558.4312
Vertiv | Rack PDU | VA1N3200 | rPDU, Rack Transfer Switch Basic Upgradeable, 30A, 208V, 4.9kW, Horizontal, (24) Combination C13/C19, 10ft / 3 | 2284.8 | 10% | 2071.7424
Vertiv | Rack PDU | VA1N3201 | rPDU, Rack Transfer Switch Basic Upgradeable, 30A, 120V, 2.8kW, Horizontal, (20) NEMA 5-20R, 10ft / 3m power | 2125.85 | 10% | 1927.6145
Vertiv | Rack PDU | VA1U1100 | rPDU, Rack Transfer Switch Basic Upgradeable, 10A or 15A, 120V or 208V or 230V, 1.4kW or 2.4kW or 2.3kW, Ho | 1471.35 | 10% | 1334.1466
Vertiv | Rack PDU | VA1U2100 | rPDU, Rack Transfer Switch Basic Upgradeable, 16A OR 20A, 120V or 208V or 230V, 1.9kW or 3.3kW or 3.6kW, H | 1479.85 | 10% | 1341.854
Vertiv | Rack PDU | VA4N11A0 | rPDU, Rack Transfer Switch Monitored Unit Level, 15A, 120V, 1.4kW, Horizontal, (10) NEMA 5-15R, 10ft / 3m powe | 1853 | 10% | 1680.2078
Vertiv | Rack PDU | VA4N21A0 | rPDU, Rack Transfer Switch Monitored Unit Level, 20A, 120V, 1.9kW, Horizontal, (10) NEMA 5-20R, 10ft / 3m powe | 1864.05 | 10% | 1690.2273
Vertiv | Rack PDU | VA4N21A1 | rPDU, Rack Transfer Switch Monitored Unit Level, 20A, 208V, 3.3kW, Horizontal, (12) Combination C13/C19, 10ft / | 1883.6 | 10% | 1707.9543
Vertiv | Rack PDU | VA4N21A2 | rPDU, Rack Transfer Switch Monitored Unit Level, 20A, 120V, 1.9kW, Horizontal, (10) NEMA 5-20R, 10ft / 3m powe | 1889.55 | 10% | 1713.3495
Vertiv | Rack PDU | VA4N22A0 | rPDU, Rack Transfer Switch Monitored Unit Level, 20A, 120V, 1.9kW, Horizontal, (20) NEMA 5-20R, 10ft / 3m powe | 2141.15 | 10% | 1941.4878
Vertiv | Rack PDU | VA4N22A1 | rPDU, Rack Transfer Switch Monitored Unit Level, 20A, 120V, 1.9kW, Horizontal, (20) NEMA 5-20R, 10ft / 3m powe | 2167.5 | 10% | 1965.3806
Vertiv | Rack PDU | VA4N31A0 | rPDU, Rack Transfer Switch Monitored Unit Level, 30A, 208V, 4.9kW, Horizontal, (1) NEMA L6-30R, 10ft / 3m powe | 1963.5 | 10% | 1780.4036
Vertiv | Rack PDU | VA4N31A1 | rPDU, Rack Transfer Switch Monitored Unit Level, 30A, 208V, 4.9kW, Horizontal, (12) Combination C13/C19, 10ft / | 2071.45 | 10% | 1878.2873
Vertiv | Rack PDU | VA4N32A0 | rPDU, Rack Transfer Switch Monitored Unit Level, 30A, 208V, 4.9kW, Horizontal, (24) Combination C13/C19, 10ft / | 2637.55 | 10% | 2391.5985
Vertiv | Rack PDU | VA4N32A1 | rPDU, Rack Transfer Switch Monitored Unit Level, 30A, 120V, 2.8kW, Horizontal, (20) NEMA 5-20R, 10ft / 3m powe | 2478.6 | 10% | 2247.4706
Vertiv | Rack PDU | VA4U11A0 | rPDU, Rack Transfer Switch Monitored Unit Level, 10A or 15A, 120V or 208V or 230V, 1.4kW or 2.4kW or 2.3kW, H | 1824.1 | 10% | 1654.0027
Vertiv | Rack PDU | VA4U21A0 | rPDU, Rack Transfer Switch Monitored Unit Level, 16A OR 20A, 120V or 208V or 230V, 1.9kW or 3.3kW or 3.6kW, | 1833.45 | 10% | 1662.4808
Vertiv | Rack PDU | VA4U31A0 | rPDU, Rack Transfer Switch Monitored Unit Level, 30/32A, 200-240V, 7.3kW, Horizontal, (1) IEC 2P+E, 10ft / 3m po | 1833.45 | 10% | 1662.4808
Vertiv | Rack PDU | VA5N11A0 | rPDU, Rack Transfer Switch Switched Unit Level Monitoring, 15A, 120V, 1.4kW, Horizontal, (6) NEMA 5-15R, 10ft / | 2034.05 | 10% | 1844.3748
Vertiv | Rack PDU | VA5N21A0 | rPDU, Rack Transfer Switch Switched Unit Level Monitoring, 20A, 120V, 1.9kW, Horizontal, (6) NEMA 5-20R, 10ft / | 2024.7 | 10% | 1835.8967
Vertiv | Rack PDU | VA5N21A1 | rPDU, Rack Transfer Switch Switched Unit Level Monitoring, 20A, 120V, 1.9kW, Horizontal, (6) NEMA 5-20R, 10ft / | 2051.9 | 10% | 1860.5603
Vertiv | Rack PDU | VA5N31A0 | rPDU, Rack Transfer Switch Switched Unit Level Monitoring, 30A, 208V, 4.9kW, Horizontal, (6) Combination C13/C1 | 2251.65 | 10% | 2041.6836
Vertiv | Rack PDU | VA5N32A0 | rPDU, Rack Transfer Switch Switched Unit Level Monitoring, 30A, 120V, 2.8kW, Horizontal, (12) NEMA 5-20R, 10ft | 2553.4 | 10% | 2315.2955
Vertiv | Rack PDU | VA5U11A0 | rPDU, Rack Transfer Switch Switched Unit Level Monitoring, 10A or 15A, 120V or 208V or 230V, 1.4kW or 2.4kW o | 1977.1 | 10% | 1792.7354
Vertiv | Rack PDU | VA5U21A0 | rPDU, Rack Transfer Switch Switched Unit Level Monitoring, 16A OR 20A, 120V or 208V or 230V, 1.9kW or 3.3kW | 1977.1 | 10% | 1792.7354
Vertiv | Rack PDU | VA6N11A0 | rPDU, Rack Transfer Switch Monitored Outlet Level, 15A, 120V, 1.4kW, Horizontal, (6) NEMA 5-15R, 10ft / 3m pow | 2108.85 | 10% | 1912.1997
Vertiv | Rack PDU | VA6N21A0 | rPDU, Rack Transfer Switch Monitored Outlet Level, 20A, 120V, 1.9kW, Horizontal, (6) NEMA 5-20R, 10ft / 3m pow | 2099.5 | 10% | 1903.7216
Vertiv | Rack PDU | VA6N21A1 | rPDU, Rack Transfer Switch Monitored Outlet Level, 20A, 120V, 1.9kW, Horizontal, (6) NEMA 5-20R, 10ft / 3m pow | 2127.55 | 10% | 1929.156
Vertiv | Rack PDU | VA6N31A0 | rPDU, Rack Transfer Switch Monitored Outlet Level, 30A, 208V, 4.9kW, Horizontal, (6) Combination C13/C19, 10ft / | 2326.45 | 10% | 2109.5085
Vertiv | Rack PDU | VA6N32A0 | rPDU, Rack Transfer Switch Monitored Outlet Level, 30A, 120V, 2.8kW, Horizontal, (12) NEMA 5-20R, 10ft / 3m pow | 2704.7 | 10% | 2452.4867
Vertiv | Rack PDU | VA6U11A0 | rPDU, Rack Transfer Switch Monitored Outlet Level, 10A or 15A, 120V or 208V or 230V, 1.4kW or 2.4kW or 2.3kW, | 2052.75 | 10% | 1861.3311
Vertiv | Rack PDU | VA6U21A0 | rPDU, Rack Transfer Switch Monitored Outlet Level, 16A OR 20A, 120V or 208V or 230V, 1.9kW or 3.3kW or 3.6kW | 2052.75 | 10% | 1861.3311
Vertiv | Rack PDU | VA7N11A0 | rPDU, Rack Transfer Switch Switched Outlet Level Monitoring, 15A, 120V, 1.4kW, Horizontal, (6) NEMA 5-15R, 10ft | 2151.35 | 10% | 1950.7366
Vertiv | Rack PDU | VA7N21A0 | rPDU, Rack Transfer Switch Switched Outlet Level Monitoring, 20A, 120V, 1.9kW, Horizontal, (6) NEMA 5-20R, 10ft | 2141.15 | 10% | 1941.4878
Vertiv | Rack PDU | VA7N21A1 | rPDU, Rack Transfer Switch Switched Outlet Level Monitoring, 20A, 120V, 1.9kW, Horizontal, (6) NEMA 5-20R, 10ft | 2168.35 | 10% | 1966.1514
Vertiv | Rack PDU | VA7N31A0 | rPDU, Rack Transfer Switch Switched Outlet Level Monitoring, 30A, 208V, 4.9kW, Horizontal, (6) Combination C13/ | 2368.95 | 10% | 2148.0454
Vertiv | Rack PDU | VA7N32A0 | rPDU, Rack Transfer Switch Switched Outlet Level Monitoring, 30A, 120V, 2.8kW, Horizontal, (12) NEMA 5-20R, 10 | 2788 | 10% | 2528.019
Vertiv | Rack PDU | VA7U11A0 | rPDU, Rack Transfer Switch Switched Outlet Level Monitoring, 10A or 15A, 120V or 208V or 230V, 1.4kW or 2.4kW | 2094.4 | 10% | 1899.0972
Vertiv | Rack PDU | VA7U21A0 | rPDU, Rack Transfer Switch Switched Outlet Level Monitoring, 16A OR 20A, 120V or 208V or 230V, 1.9kW or 3.3k | 2094.4 | 10% | 1899.0972
Vertiv | Vertiv Services | VACS-Install | Install of a VACS System | 603.5 | 4.5% | 577.6249
Vertiv | Vertiv Services | VACS-Install-Mob | Mobilization to Install a VACS | 3715.35 | 4.5% | 3556.0544
Vertiv | Racks | VC-AC-0001 | Cantilever Arm | 704.65 | 10% | 638.9414
Vertiv | Racks | VC-AC-0002 | Aisle Containment Accessory, 1ft (300mm) Blanking Panel | 399.5 | 10% | 362.2466
Vertiv | Racks | VC-AC-0003 | 600mm Blanking Panel | 560.15 | 10% | 507.916
Vertiv | Racks | VC-AC-0004 | Aisle Containment Accessory, 31.5in (800mm) Blanking Panel | 682.55 | 10% | 618.9022
Vertiv | Racks | VC-AC-0005 | Aisle Containment Accessory, 1Ux1ft (300mm) Height Adapter | 153 | 10% | 138.7328
Vertiv | Racks | VC-AC-0006 | 2U*300mm Height Adapter | 246.5 | 10% | 223.5139
Vertiv | Racks | VC-AC-0007 | Aisle Containment Accessory, 1Ux2ft (600mm) Height Adapter | 246.5 | 10% | 223.5139
Vertiv | Racks | VC-AC-0008 | Aisle Containment Accessory, 2Ux2ftin (600mm) Height Adapter | 297.5 | 10% | 269.7581
Vertiv | Racks | VC-AC-0009 | Aisle Containment Accessory, 1Ux31.5in (800mm) Height Adapter | 246.5 | 10% | 223.5139
Vertiv | Racks | VC-AC-0010 | Aisle Containment Accessory, 2Ux31.5in (800mm) Height Adapter | 331.5 | 10% | 300.5876
Vertiv | Racks | VC-AC-0011 | 300mm Height Adapter Brush | 537.2 | 10% | 487.1061
Vertiv | Racks | VC-AC-0012 | Aisle Containment Accessory, 24in (600mm) Height Adapter Brush | 570.35 | 10% | 517.1649
Vertiv | Racks | VC-AC-0013 | Aisle Containment Accessory, 31.5in (800mm) Height Adapter Brush | 642.6 | 10% | 582.6775
Vertiv | Racks | VC-AC-0014 | Aisle Containment Accessory, 3ft (900mm) Roof Filler | 218.45 | 10% | 198.0795
Vertiv | Racks | VC-AC-0015 | Aisle Containment Accessory, 4ft (1200mm) Roof Filler | 281.35 | 10% | 255.1141
Vertiv | Racks | VC-AC-0016 | Aisle Containment Accessory, 6ft (1800mm) Roof Filler | 379.95 | 10% | 344.5197
Vertiv | Racks | VC-AC-0017 | Aisle Containment Accessory, 1ft (300mm) Spaced Light Kit | 620.5 | 10% | 562.6384
Vertiv | Racks | VC-AC-0018 | 2ft Lighting Sub-assembly | 662.15 | 10% | 600.4045
Vertiv | Racks | VC-AC-0019 | NAM Cable Packaging Tiered Pricing: 25-99 Pieces | 574.6 | 10% | 521.0186
Vertiv | Racks | VC-AC-0020 | Aisle Containment Accessory, Post Alignment Tool | 158.1 | 10% | 143.3572
Vertiv | Racks | VC-AC-0021 | Aisle Containment Accessory, 1ft (300mm) Duct Brush Strip | 578 | 10% | 524.1015
Vertiv | Racks | VC-AC-0022 | Aisle Containment Accessory, 2ft (600mm) Duct Brush Strip | 306 | 10% | 277.4655
Vertiv | Racks | VC-AC-0023 | Aisle Containment Accessory, 5ft (1500mm) Duct Brush Strip | 187 | 10% | 169.5623
Vertiv | Racks | VC-AC-0028 | LONG CANTILEVER ARM | 148.75 | 10% | 134.8791
Vertiv | Rack PDU | VCB-1 | Vertical Extension rPDU Brackets (PAIR) | 12.75 | 10% | 11.5611
Vertiv | Racks | VC-DR-0001 | Swing door-Right | 1668.55 | 10% | 1512.9577
Vertiv | Racks | VC-DR-0002 | Swing door-Left | 1737.4 | 10% | 1575.3875
Vertiv | Racks | VC-DR-0003 | 3/4ft door header | 259.25 | 10% | 235.0749
Vertiv | Racks | VC-DR-0004 | Aisle Containment Door, 6ft (1800mm) Header | 436.05 | 10% | 395.3883
Vertiv | Racks | VC-DR-0005 | Door Frame | 913.75 | 10% | 828.5428
Vertiv | Racks | VC-DR-0015 | 6ft semi-automatic sliding door | 2879.8 | 10% | 2611.2587
Vertiv | Racks | VC-DR-0016 | Aisle Containment Door, Sliding Door (4ft) | 2805 | 10% | 2543.4338
Vertiv | Racks | VC-DR-0017 | 914.4MM (3FT) SEMI-AUTO DOOR RIGHT | 1723.8 | 10% | 1563.0557
Vertiv | Racks | VC-DR-0018 | 914.4MM (3FT) SEMI-AUTO DOOR LEFT | 1725.5 | 10% | 1564.5971
Vertiv | Racks | VC-DR-0019 | 6ft sliding rail cover component | 1057.4 | 10% | 958.7975
Vertiv | Racks | VC-DR-0020 | Aisle Containment Door, Sliding Rail Cover (4ft) | 935 | 10% | 847.8112
Vertiv | Racks | VC-DR-0021 | 914.4MM (3FT) LEFT SLIDING RAIL COVER | 1046.35 | 10% | 948.7779
Vertiv | Racks | VC-DR-0022 | 914.4MM (3FT) RIGHT SLIDING RAIL COVER | 1046.35 | 10% | 948.7779
Vertiv | Racks | VC-DR-0023 | 6ft sliding door header | 470.9 | 10% | 426.9886
Vertiv | Racks | VC-DR-0024 | Aisle Containment Door, Sliding Door Header (3/4ft) | 345.95 | 10% | 313.6902
Vertiv | Racks | VC-FM-0001 | Aisle Containment Frame, Post | 1031.05 | 10% | 934.9046
Vertiv | Racks | VC-FM-0002 | Aisle Containment Frame, 3ft (900mm) Width Connector | 694.45 | 10% | 629.6925
Vertiv | Racks | VC-FM-0003 | Aisle Containment Frame, 4ft (1200mm) Width Connector | 849.15 | 10% | 769.9668
Vertiv | Racks | VC-FM-0004 | Aisle Containment Frame, 6ft (1800mm) Width Connector | 1041.25 | 10% | 944.1534
Vertiv | Racks | VC-FM-0005 | Extendable Beam | 2670.7 | 10% | 2421.6572
Vertiv | Racks | VC-FM-0006 | Aisle Containment Frame, 12in (300mm) Floor Stand | 587.35 | 10% | 532.5796
Vertiv | Racks | VC-FM-0007 | Aisle Containment Frame, 16in (400mm) Floor Stand | 572.05 | 10% | 518.7063
Vertiv | Racks | VC-FM-0008 | Aisle Containment Frame, 18in (450mm) Floor Stand | 564.4 | 10% | 511.7697
Vertiv | Racks | VC-FM-0009 | Aisle Containment Frame, 24in (600mm) Floor Stand | 589.05 | 10% | 534.1211
Vertiv | Racks | VC-FM-0010 | Aisle Containment Frame, 36in (900mm) Floor Stand | 622.2 | 10% | 564.1798
Vertiv | Racks | VC-FM-0026 | LENGTH EXTENSION BEAM | 1263.1 | 10% | 1145.3159
Vertiv | Racks | VC-RF-0001 | Aisle Containment Roof, 1x3ft (300x900mm) Shrink Panel | 263.5 | 10% | 238.9286
Vertiv | Racks | VC-RF-0002 | Aisle Containment Roof, 1x4ft (300x1200mm) Shrink Panel | 357 | 10% | 323.7097
Vertiv | Racks | VC-RF-0003 | Aisle Containment Roof, 1x6ft (300x1800mm) Shrink Panel | 408 | 10% | 369.954
Vertiv | Racks | VC-RF-0004 | Aisle Containment Roof, 2x3ft (600x900mm) Shrink Panel | 348.5 | 10% | 316.0024
Vertiv | Racks | VC-RF-0005 | Aisle Containment Roof, 2x4ft (600x1200mm) Shrink Panel | 459 | 10% | 416.1983
Vertiv | Racks | VC-RF-0006 | Aisle Containment Roof, 2x6ft (600x1800mm) Shrink Panel | 510 | 10% | 462.4425
Vertiv | Racks | VC-RF-0007 | Aisle Containment Roof, 1x3ft (300x900mm) Fixed Panel | 182.75 | 10% | 165.7086
Vertiv | Racks | VC-RF-0008 | Aisle Containment Roof, 1x4ft (300x1200mm) Fixed Panel | 263.5 | 10% | 238.9286
Vertiv | Racks | VC-RF-0009 | Aisle Containment Roof, 1x6ft (300x1800mm) Fixed Panel | 297.5 | 10% | 269.7581
Vertiv | Racks | VC-RF-0010 | Aisle Containment Roof, 2x3ft (600x900mm) Fixed Panel | 289 | 10% | 262.0508
Vertiv | Racks | VC-RF-0011 | Aisle Containment Roof, 2x4ft (600x1200mm) Fixed Panel | 374 | 10% | 339.1245
Vertiv | Racks | VC-RF-0012 | Aisle Containment Roof, 2x6ft (600x1800mm) Fixed Panel | 416.5 | 10% | 377.6614
Vertiv | Racks | VC-RF-0013 | Aisle Containment Roof, 1x1ft (300x300mm) Duct Panel | 447.95 | 10% | 406.1787
Vertiv | Racks | VC-RF-0014 | Aisle Containment Roof, 1x2ft (300x600mm) Duct Panel | 544 | 10% | 493.272
Vertiv | Racks | VC-RF-0015 | Aisle Containment Roof, 1x3ft (300x900mm) Duct Panel | 637.5 | 10% | 578.0531
Vertiv | Racks | VC-RF-0016 | Aisle Containment Roof, 1x4ft (300x1200mm) Duct Panel | 717.4 | 10% | 650.5024
Vertiv | Racks | VC-RF-0017 | Aisle Containment Roof, 1x5ft (300x1500mm) Duct Panel | 773.5 | 10% | 701.3711
Vertiv | Racks | VC-RF-0018 | Aisle Containment Roof, 2x1ft (600x300mm) Duct Panel | 476 | 10% | 431.613
Vertiv | Racks | VC-RF-0019 | Aisle Containment Roof, 2x2ft (600x600mm) Duct Panel | 637.5 | 10% | 578.0531
Vertiv | Racks | VC-RF-0020 | Aisle Containment Roof, 2x3ft (600x900mm) Duct Panel | 729.3 | 10% | 661.2928
Vertiv | Racks | VC-RF-0021 | Aisle Containment Roof, 2x4ft (600x1200mm) Duct Panel | 838.95 | 10% | 760.7179
Vertiv | Racks | VC-RF-0022 | 2ft x 5ft Vertical Duct | 960.5 | 10% | 870.9334
Vertiv | Racks | VC-RF-0023 | Aisle Containment Roof, 3x5ft (900x1500mm) Duct Panel | 1113.5 | 10% | 1009.6661
Vertiv | Racks | VC-RF-0024 | Aisle Containment Roof, 4x5ft (1200x1500mm) Duct Panel | 1232.5 | 10% | 1117.5694
Vertiv | Racks | VC-RF-0025 | Aisle Containment Roof, 3ft (900mm) Width Support | 255 | 10% | 231.2212
Vertiv | Racks | VC-RF-0026 | Aisle Containment Roof, 4ft (1200mm) Width Support | 323 | 10% | 292.8802
Vertiv | Racks | VC-RF-0027 | Aisle Containment Roof, 6ft (1800mm) Width Support | 374 | 10% | 339.1245
Vertiv | Racks | VC-RF-0028 | Aisle Containment Roof, Duct Attachment | 391 | 10% | 354.5393
Vertiv | Racks | VC-RF-0029 | Aisle Containment Roof, 1ft (300mm) Duct Extension | 195.5 | 10% | 177.2696
Vertiv | Racks | VC-RF-0030 | 2ft Vertical Duct Sliding | 221 | 10% | 200.3918
Vertiv | Racks | VC-RF-0031 | Aisle Containment Roof, 3ft (900mm) Duct Extension | 348.5 | 10% | 316.0024
Vertiv | Racks | VC-RF-0032 | 4ft Vertical Duct Sliding | 374 | 10% | 339.1245
Vertiv | 1P UPS | VEBCLI-192VRT1U | GXT5 LI EBC 5-10kVA | 8508.5 | 10% | 7715.0824
Vertiv | 1 Phase UPS | VEBCLI-48VRT1U | Lithium-Ion External Battery Cabinet, 48V, 1U Rack/Tower | 2795.65 | 10% | 2534.9556
Vertiv | Vertiv Services | vF-D3N1-INSTALL | vRow Delivery & Installation | 55437 | 4.5% | 53060.1386
Vertiv | Vertiv Services | vF-D3N-INSTALL | V-Row Delivery and install | 51181.05 | 4.5% | 48986.6625
Vertiv | Vertiv Services | vF-D4N1-INSTALL | vRow Delivery & Installation | 62010.9 | 4.5% | 59352.1827
Vertiv | Vertiv Services | vF-D4N-INSTALL | Delivery & Installation - 4 Rack Contained Row with N cooling | 57312.95 | 4.5% | 54855.6573
Vertiv | Vertiv Services | vF-D6N1-INSTALL | vRow Delivery & Installation | 76453.25 | 4.5% | 73175.3169
Vertiv | Vertiv Services | vF-D6N-INSTALL | Delivery & Installation - 6 Rack Contained Row with N cooling | 68757.35 | 4.5% | 65809.3786
Vertiv | Vertiv Services | vF-O3N1-INSTALL | Delivery & Installation - 3 Rack Open Row with N+1 cooling | 34432.65 | 4.5% | 32956.3501
Vertiv | Vertiv Services | vF-O3N-INSTALL | V-Row Delivery and install | 33353.15 | 4.5% | 31923.1337
Vertiv | Vertiv Services | vF-O4N1-INSTALL | Delivery & Installation - 4 Rack Open Row with N+1 cooling | 41568.4 | 4.5% | 39786.1548
Vertiv | Vertiv Services | vF-O4N-INSTALL | vRow Delivery & Installation | 43647.5 | 4.5% | 41776.1134
Vertiv | Vertiv Services | vF-O6N1-INSTALL | Delivery & Installation - 6 Rack Open Row with N+1 cooling | 50858.05 | 4.5% | 48677.5111
Vertiv | Vertiv Services | vF-O6N-INSTALL | vRow Delivery & Installation | 50598.8 | 4.5% | 48429.3765
Vertiv | Racks | VM15 | DOUBLE-SIDED 19″ HORIZONTAL CABLE ORGANIZER | 91.8 | 10% | 83.2397
Vertiv | Racks | VM16 | 19″ HORIZONTAL CABLE ORGANIZER | 54.4 | 10% | 49.3272
Vertiv | Racks | VM17 | 19″ HORIZONTAL CABLE ORGANIZER | 63.75 | 10% | 57.8053
Vertiv | 1 Phase UPS | VMBC-20KMVRT4U | GXT5 15/20kVA Maintenance Bypass Cabinet, 208V/120V with (3) L14-30R, Hardwired and 1 POD port | 3366 | 10% | 3052.1205
Vertiv | 1P UPS | VP0G7200 | rPDU, Basic 2U, HW in, (8) U-Lock C-19 Out | 1530 | 10% | 1387.3275
Vertiv | Rack PDU | VP0N3100 | rPDU, Basic, Standard, 30A, 120/208V, 5.7kW, Horizontal, (12) Combination C13/C19, (4) NEMA 5-20R, 10ft power cord with L14-30P, Black Powder Coat. | 897.6 | 10% | 813.8988
Vertiv | 1P UPS | VP0N3202 | GXT5 LI PDU Extender L14-30P input, (8) NEMA 5-20R, (2) NEMA L6-30R output | 1402.5 | 10% | 1271.7169
Vertiv | 1P UPS | VP0N3223 | rPDU, Basic 2U, L6-30 in, (4) L6-20, (2) L6-30 Out | 1445 | 10% | 1310.2538
Vertiv | 1P UPS | VP0N3242 | rPDU, Basic 2U, L14-30 in, (4) L6-20, (4) 5-15/20 Out | 1445 | 10% | 1310.2538
Vertiv | 1P UPS | VP0N6200 | GXT5 LI PDU Extender HW input, (6) NEMA L14-30R output | 1691.5 | 10% | 1533.7676
Vertiv | 1P UPS | VP0N6202 | GXT5 LI PDU Extender HW input, (4) NEMA L14-30R, (2) NEMA L6-30R output | 1691.5 | 10% | 1533.7676
Vertiv | 1P UPS | VP0N6222 | rPDU, 2U, HW in, (2) L6-20, (2) L6-30, (4) 5-15/20 Out | 1445 | 10% | 1310.2538
Vertiv | 1P UPS | VP0N6242 | rPDU, Basic 2U, HW in, (4) L6-20, (2) L6-30 Out | 1360 | 10% | 1233.18
Vertiv | 1P UPS | VP0N6263 | rPDU, Basic 2U, HW in, (6) L6-30 Out | 1360 | 10% | 1233.18
Vertiv | 1P UPS | VP0N6281 | rPDU, Basic 2U, HW in, (2) L6-30, (8) 5-15/20 Out | 1445 | 10% | 1310.2538
Vertiv | Rack PDU | VP1N3100 | rPDU, Basic Upgradeable, 30A, 208V, 4.9kW, Horizontal, (12) Combination C13/C19, 10ft power cord with L6-30P, | 684.25 | 10% | 620.4437
Vertiv | Rack PDU | VP1NA0A0 | rPDU, Basic Upgradeable, 60A, 208V Delta, 28.8kW, Vertical, (24) Combination C13/C19, Hardwired, Black Powder Coat | 2942.7 | 10% | 2668.2932
Vertiv | Rack PDU | VP1U1100 | rPDU, Basic Upgradeable, 10A OR 15A, 120V OR 208V OR 230V, 1.4kW or 2.4kW or 2.3kW, Horizontal, (10) Lock | 455.6 | 10% | 413.1153
Vertiv | Rack PDU | VP1U2100 | rPDU, Basic Upgradeable, 16A OR 20A, 120V OR 208V OR 230V, 1.9kW or 3.3kW or 3.6kW, Horizontal, (12) Com | 464.95 | 10% | 421.5934
Vertiv | Rack PDU | VP1U60A0 | rPDU, Basic Upgradeable, 60A/63A, 200-240V, 13.8kW, Vertical, (36) Combination C13/C19, 3m power cord with 1P+N+E (IP44), Black Powder Coat. | 2222.75 | 10% | 2015.4786
Vertiv | Rack PDU | VP1U60A1 | rPDU, Basic Upgradeable, 60A/63A, 200-240V, 13.8kW, Vertical, (24) Combination C13/C19, 3m power cord with 1P+N+E (IP44), Black Powder Coat. | 1794.35 | 10% | 1627.0269
Vertiv | Rack PDU | VP1U60A2 | rPDU, Basic Upgradeable, 60/63A, 240/415V WYE, 43.4kW, Vertical, (36) Combination C13/C19, 10ft power cord with 3P+N+E (IP44), Black Powder Coat. | 2595.9 | 10% | 2353.8323
Vertiv | Rack PDU | VP1U62A0 | rPDU, Basic Upgradeable, 60A/63A, 200-240V, 13.8kW, Horizontal, (24) Combination C13/C19, 3m power cord with 1P+N+E (IP44), Black Powder Coat. | 1794.35 | 10% | 1627.0269
Vertiv | Rack PDU | VP1U62A1 | rPDU, Basic Upgradeable, 60/63A, 240/415V WYE, 43.4kW, Horizontal, (24) Combination C13/C19, 10ft power cord with 3P+N+E (IP44), Black Powder Coat. | 2167.5 | 10% | 1965.3806
Vertiv | Rack PDU | VP1UA0A1 | rPDU, Basic Upgradeable, 80A, 240/415V WYE, 57.6kW, Vertical, (36) Combination C13/C19, Hardwired, Black Powder Coat | 2646.05 | 10% | 2399.3058
Vertiv | Rack PDU | VP3N3100 | rPDU, Metered Upgradeable, 30A, 208V, 4.9kW, Horizontal, (12) Combination C13/C19, 10ft power cord with L6-30 | 731 | 10% | 662.8342
Vertiv | Rack PDU | VP3U2100 | rPDU, Metered Upgradeable, 16A OR 20A, 120V OR 208V OR 230V, 1.9kW or 3.3kW or 3.6kW, Horizontal, (12) Co | 511.7 | 10% | 463.984
Vertiv | 1P UPS | VP4G7006 | rPDU Vertical, HW in, (4) C19, (36) C13/C19 Out | 2541.5 | 10% | 2304.5051
Vertiv | Rack PDU | VP4N20A0 | rPDU, Monitored Unit Level EC, 20A, 120V, 1.9kW, Vertical, (24) NEMA 5-20R, 10ft power cord with 5-20P, Black P | 969 | 10% | 878.6408
Vertiv | Rack PDU | VP4N20A1 | rPDU, Monitored Unit Level EC, 20A, 120/208V WYE, 5.7kW, Vertical, (33) Locking IEC C13, (6) Locking IEC C19, | 1311.55 | 10% | 1189.248
Vertiv | Rack PDU | VP4N20A2 | rPDU, Monitored Unit Level EC, 20A, 120/208V WYE, 5.7kW, Vertical, (36) Locking IEC C13, (6) Locking IEC C19, | 1343.85 | 10% | 1218.536
Vertiv | Rack PDU | VP4N20A5 | rPDU, Monitored Unit Level EC, 20A, 208V, 3.3kW, Vertical, (20) Locking IEC C13, (6) Locking IEC C19, 10ft power | 1192.55 | 10% | 1081.3447
Vertiv | Rack PDU | VP4N20A6 | rPDU, Monitored Unit Level EC, 20A, 240/415V WYE, 11.5kW, Vertical, (36) Combination C13/C19, 10ft power cord | 1467.1 | 10% | 1330.2929
Vertiv | Rack PDU | VP4N20A7 | rPDU, Monitored Unit Level EC, 20A, 120V, 1.9kW, Vertical, (24) NEMA 5-20R, 10ft power cord with L5-20P, Black | 1048.05 | 10% | 950.3193
Vertiv | Rack PDU | VP4N21A0 | rPDU, Monitored Unit Level EC, 20A, 120V, 1.9kW, Horizontal, (10) NEMA 5-20R, 10ft power cord with 5-20P, Black | 828.75 | 10% | 751.4691
Vertiv | Rack PDU | VP4N21A1 | rPDU, Monitored Unit Level EC, 20A, 120V, 1.9kW, Horizontal, (10) NEMA 5-20R, 10ft power cord with L5-20P, Bla | 841.5 | 10% | 763.0301
Vertiv | Rack PDU | VP4N21A2 | rPDU, Monitored Unit Level EC, 20A, 208V, 3.3kW, Horizontal, (10) Locking IEC C13, 10ft power cord with L6-20P, | 870.4 | 10% | 789.2352
Vertiv | Rack PDU | VP4N30A0 | rPDU, Monitored Unit Level EC, 30A, 208V, 4.9kW, Vertical, (30) Locking IEC C13, (6) Locking IEC C19, 10ft power | 1389.75 | 10% | 1260.1558
Vertiv | Rack PDU | VP4N30A2 | rPDU, Monitored Unit Level EC, 30A, 120/208V WYE, 8.6kW, Vertical, (24) Locking IEC C13, (6) Locking IEC C19, | 1569.95 | 10% | 1423.5522
Vertiv | Rack PDU | VP4N30A3 | rPDU, Monitored Unit Level EC, 30A, 208V DELTA, 8.6kW, Vertical, (24) Locking IEC C13, (6) Locking IEC C19, 10 | 1566.55 | 10% | 1420.4692
Vertiv | Rack PDU | VP4N30A4 | rPDU, Monitored Unit Level EC, 30A, 208V, 4.9kW, Vertical, (30) IEC C13, (6) IEC C19, 10ft power cord with L6-30 | 1231.65 | 10% | 1116.7986
Vertiv | Rack PDU | VP4N30A5 | rPDU, Monitored Unit Level EC, 30A, 208V DELTA, 8.6kW, Vertical, (36) IEC C13, (6) IEC C19, 10ft power cord wit | 1374.45 | 10% | 1246.2825
Vertiv | Rack PDU | VP4N30A6 | rPDU, Monitored Unit Level EC, 30A, 120/208V WYE, 8.6kW, Vertical, (36) IEC C13, (6) IEC C19, 10ft power cord | 1365.1 | 10% | 1237.8044
Vertiv | Rack PDU | VP4N30A7 | rPDU, Monitored Unit Level EC, 30A, 120/208V WYE, 8.6kW, Vertical, (24) IEC C13, (3) IEC C19, (6) NEMA 5-20R | 1448.4 | 10% | 1313.3367
Vertiv | Rack PDU | VP4N30A8 | rPDU, Monitored Unit Level EC, 30A, 120/208V WYE, 8.6kW, Vertical, (24) NEMA 5-20R, 10ft power cord with L21- | 1467.1 | 10% | 1330.2929
Vertiv | Rack PDU | VP4N30AB | rPDU, Monitored Unit Level EC, 30A, 120/208V WYE, 8.6kW, Vertical, (36) Locking IEC C13, (6) Locking IEC C19, | 1770.55 | 10% | 1605.4462
Vertiv | Rack PDU | VP4N30AC | rPDU, Monitored Unit Level EC, 30A, 208V DELTA, 8.6kW, Vertical, (24) Locking IEC C13, (6) Locking IEC C19, 10 | 1566.55 | 10% | 1420.4692
Vertiv | Rack PDU | VP4N30AD | rPDU, Monitored Unit Level EC, 30A, 120/208V WYE, 8.6kW, Vertical, (24) Locking IEC C13, (6) Locking IEC C19, | 1569.95 | 10% | 1423.5522
Vertiv | Rack PDU | VP4N30AE | rPDU, Monitored Unit Level EC, 30A, 240/415V WYE, 17.2kW, Vertical, (24) Locking IEC C13, (6) Locking IEC C19 | 1640.5 | 10% | 1487.5234
Vertiv | Rack PDU | VP4N30AF | rPDU, Monitored Unit Level EC, 30A, 240/415V WYE, 16.6kW, Vertical, (24) Locking IEC C13, (6) Locking IEC C19 | 2037.45 | 10% | 1847.4578
Vertiv | Rack PDU | VP4N30AH | rPDU, Monitored Unit Level EC, 30A, 120/208V, 5.7kW, Vertical, (20) IEC C13, (4) IEC C19, (12) NEMA 5-20R, 10ft | 1375.3 | 10% | 1247.0533
Vertiv | Rack PDU | VP4N30AJ | rPDU, Monitored Unit Level EC, 30A, 208V DELTA, 8.6kW, Vertical, (36) Combination C13/C19, 10ft power cord wit | 1566.55 | 10% | 1420.4692
Vertiv | Rack PDU | VP4N30AK | rPDU, Monitored Unit Level EC, 30A, 240/415V WYE, 17.2kW, Vertical, (36) Combination C13/C19, 10ft power cord | 2102.05 | 10% | 1906.0338
Vertiv | Rack PDU | VP4N30AM | rPDU, Monitored Unit Level EC, 30A, 208V, 4.9kW, Vertical, (36) Combination C13/C19, 10ft power cord with L6-30 | 1389.75 | 10% | 1260.1558
Vertiv | Rack PDU | VP4N30AN | rPDU, Monitored Unit Level EC, 30A, 120/208V WYE, 8.6kW, Vertical, (36) Combination C13/C19, 10ft power cord | 1622.65 | 10% | 1471.3379
Vertiv | Rack PDU | VP4N30AP | rPDU, Monitored Unit Level EC, 30A, 120V, 2.8kW, Vertical, (24) NEMA 5-20R, 10ft power cord with L5-30P, Black | 1094.8 | 10% | 992.7099
Vertiv | Rack PDU | VP4N30AQ | rPDU, Monitored Unit Level EC, 30A, 208V, 4.9kW, Vertical, (36) IEC C13, (6) IEC C19, 10ft power cord with L6-30 | 1178.95 | 10% | 1069.0129
Vertiv | Rack PDU | VP4N30AR | rPDU, Monitored Unit Level EC, 30A, 120/208V WYE, 8.6kW, Vertical, (36) IEC C13, (6) IEC C19, (2) NEMA 5-20R | 1803.7 | 10% | 1635.505
Vertiv | Rack PDU | VP4N31A0 | rPDU, Monitored Unit Level EC, 30A, 120V, 2.8kW, Horizontal, (8) NEMA 5-20R, 10ft power cord with L5-30P, Black | 935 | 10% | 847.8112
Vertiv | Rack PDU | VP4N31A1 | rPDU, Monitored Unit Level EC, 30A, 208V, 4.9kW, Horizontal, (10) Locking IEC C13, 10ft power cord with L6-30P, | 1046.35 | 10% | 948.7779
Vertiv | Rack PDU | VP4N31A2 | rPDU, Monitored Unit Level EC, 30A, 208V, 4.9kW, Horizontal, (4) Locking IEC C13, (4) Locking IEC C19, 10ft pow | 1039.55 | 10% | 942.612
Vertiv | Rack PDU | VP4N31A3 | rPDU, Monitored Unit Level EC, 30A, 120/208V WYE, 8.6kW, Horizontal, (6) Locking IEC C19, 10ft power cord with | 1439.9 | 10% | 1305.6293
Vertiv | Rack PDU | VP4N31A4 | rPDU, Monitored Unit Level EC, 30A, 208V DELTA, 8.6kW, Horizontal, (6) Locking IEC C19, 10ft power cord with L1 | 1433.95 | 10% | 1300.2342
Vertiv | Rack PDU | VP4N31A5 | rPDU, Monitored Unit Level EC, 30A, 208V, 4.9kW, Horizontal, (12) Combination C13/C19, 10ft power cord with L6- | 1055.7 | 10% | 957.256
Vertiv | Rack PDU | VP4N32A0 | rPDU, Monitored Unit Level EC, 30A, 208V, 4.9kW, Horizontal, (12) IEC C13, (4) IEC C19, 10ft power cord with L6- | 1329.4 | 10% | 1205.4334
Vertiv | Rack PDU | VP4N40A1 | rPDU, Monitored Unit Level EC, 35A, 208V DELTA, 10.0kW, Vertical, (24) Locking IEC C13, (6) Locking IEC C19, 1 | 1857.25 | 10% | 1684.0614
Vertiv | Rack PDU | VP4N40A2 | rPDU, Monitored Unit Level EC, 35A, 208V DELTA, 10.0kW, Vertical, (36) Combination C13/C19, 10ft power cord w | 1927.8 | 10% | 1748.0326
Vertiv | Rack PDU | VP4N40A3 | rPDU, Monitored Unit Level EC, 35A, 208V DELTA, 10.0kW, Vertical, (36) IEC C13, (6) IEC C19, 10ft power cord w | 1546.15 | 10% | 1401.9715
Vertiv | Rack PDU | VP4N41A1 | rPDU, Monitored Unit Level EC, 35A, 208V DELTA, 10.0kW, Horizontal, (6) Locking IEC C19, 10ft power cord with 3 | 1543.6 | 10% | 1399.6593
Vertiv | Rack PDU | VP4N50A0 | rPDU, Monitored Unit Level EC, 40A, 240/415V WYE, 28.8kW, Vertical, (30) Locking IEC C13, (12) Locking IEC C1 | 2991.15 | 10% | 2712.2253
Vertiv | Rack PDU | VP4N50A6 | rPDU, Monitored Unit Level EC, 50A, 208V DELTA, 14.4kW, Vertical, (30) Combination C13/C19, 10ft power cord w | 2291.6 | 10% | 2077.9083
Vertiv | Rack PDU | VP4N52A0 | rPDU, Monitored Unit Level EC, 50A, 208V DELTA, 14.4kW, Horizontal, (3) Locking IEC C13, (12) Locking IEC C19 | 2187.9 | 10% | 1983.8783
Vertiv | 1P UPS | VP4N6003 | GXT5 LI PDU Extender HW input, (18) C13/C19 Combo Outlets, (12) NEMA | 2541.5 | 10% | 2304.5051
Vertiv | 1P UPS | VP4N6013 | rPDU Vertical, HW in, (3) L6-30, (36) C13/C19 Out | 2541.5 | 10% | 2304.5051
Vertiv | Rack PDU | VP4N6037 | rPDU, Monitored Unit Level, 60A, 240/415V WYE, 34.5kW, Vertical, (30) Combination C13/C19, 10ft power cord wit | 3297.15 | 10% | 2989.6908
Vertiv | Rack PDU | VP4N60A0 | rPDU, Monitored Unit Level EC, 60A, 208V DELTA, 17.2kW, Vertical, (12) Locking IEC C13, (12) Locking IEC C19, | 2701.3 | 10% | 2449.4038
Vertiv | Rack PDU | VP4N60A2 | rPDU, Monitored Unit Level EC, 60A, 208V DELTA, 17.2kW, Vertical, (6) Locking IEC C13, (18) Locking IEC C19, 1 | 2732.75 | 10% | 2477.9211
Vertiv | Rack PDU | VP4N60A3 | rPDU, Monitored Unit Level EC, 60A, 208V DELTA, 17.2kW, Vertical, (36) Locking IEC C13, (12) Locking IEC C19, | 3028.55 | 10% | 2746.1377
Vertiv | Rack PDU | VP4N60A5 | rPDU, Monitored Unit Level EC, 60A, 208V, 9.9kW, Vertical, (18) Locking IEC C13, (6) Locking IEC C19, 10ft power | 2094.4 | 10% | 1899.0972
Vertiv | Rack PDU | VP4N60A9 | rPDU, Monitored Unit Level EC, 60A, 208V DELTA, 17.2kW, Vertical, (36) Locking IEC C13, (12) Locking IEC C19, | 3118.65 | 10% | 2827.8359
Vertiv | Rack PDU | VP4N60AB | rPDU, Monitored Unit Level EC, 60A, 208V, 9.9kW, Vertical, (18) Locking IEC C13, (6) Locking IEC C19, 10ft power | 2150.5 | 10% | 1949.9659
Vertiv | Rack PDU | VP4N60AD | rPDU, Monitored Unit Level EC, 60A, 208V DELTA, 17.2kW, Vertical, (30) Combination C13/C19, 10ft power cord w | 2721.7 | 10% | 2467.9015
Vertiv | Rack PDU | VP4N60AE | rPDU, Monitored Unit Level EC, 60A, 208V DELTA, 17.2kW, Vertical, (30) Combination C13/C19, 10ft power cord w | 2887.45 | 10% | 2618.1953
Vertiv | Rack PDU | VP4N60AF | rPDU, Monitored Unit Level EC, 60A, 208V DELTA, 17.2kW, Vertical, (12) IEC C13, (12) IEC C19, 10ft power cord | 2353.65 | 10% | 2134.1721
Vertiv | Rack PDU | VP4N60AG | rPDU, Monitored Unit Level EC, 60A, 208V DELTA, 17.2kW, Vertical, (30) IEC C13, 10ft power cord with 3P+E (IP4 | 2578.9 | 10% | 2338.4176
Vertiv | Rack PDU | VP4N62A0 | rPDU, Monitored Unit Level EC, 60A, 208V DELTA, 17.2kW, Horizontal, (3) Locking IEC C13, (12) Locking IEC C19 | 2618.85 | 10% | 2374.6422
Vertiv | Rack PDU | VP4N62A1 | rPDU, Monitored Unit Level EC, 60A, 208V DELTA, 17.2kW, Horizontal, (3) Locking IEC C13, (12) Locking IEC C19 | 2707.25 | 10% | 2454.7989
Vertiv | Rack PDU | VP4N6300 | rPDU, Monitored Unit Level, 60A, 240/415V WYE, 34.5kW, Horizontal, (6) IEC C13, (12) IEC C19, 10ft power cord with 3P+N+E (IP44), Black Powder Coat. | 3150.1 | 10% | 2856.3532
Vertiv | Rack PDU | VP4NA0A0 | rPDU, Monitored Unit Level, 60A, 208V Delta, 28.8kW, Vertical, (24) Combination C13/C19, Hardwired, Black Powder Coat | 3275.9 | 10% | 2970.4223
Vertiv | Rack PDU | VP4NA0A2 | rPDU, Monitored Unit Level, 60A, 208V Delta, 28.8kW, Vertical, (24) Combination C13/C19, 10ft power cord with 3P+E (IP67), Black Powder Coat. | 4371.55 | 10% | 3963.903
Vertiv | Rack PDU | VP4U11A0 | rPDU, Monitored Unit Level EC, 10A OR 15A, 120V OR 208V OR 230V, 1.4kW or 2.4kW or 2.3kW, Horizontal, (10) | 821.95 | 10% | 745.3032
Vertiv | Rack PDU | VP4U21A1 | rPDU, Monitored Unit Level EC, 16A OR 20A, 120V OR 208V OR 230V, 1.9kW or 3.3kW or 3.6kW, Horizontal, (12) | 831.3 | 10% | 753.7813
Vertiv | Rack PDU | VP4U60A0 | rPDU, Monitored Unit Level, 60A/63A, 200-240V, 13.8kW, Vertical, (36) Combination C13/C19, 3m power cord with 1P+N+E (IP44), Black Powder Coat. | 2534.7 | 10% | 2298.3392
Vertiv | Rack PDU | VP4U60A1 | rPDU, Monitored Unit Level, 60A/63A, 200-240V, 13.8kW, Vertical, (24) Combination C13/C19, 3m power cord with 1P+N+E (IP44), Black Powder Coat. | 2094.4 | 10% | 1899.0972
Vertiv | Rack PDU | VP4U60A2 | rPDU, Monitored Unit Level, 60/63A, 240/415V WYE, 43.4kW, Vertical, (36) Combination C13/C19, 10ft power cord with 3P+N+E (IP44), Black Powder Coat. | 2918.9 | 10% | 2646.7126
Vertiv | Rack PDU | VP4U62A0 | rPDU, Monitored Unit Level, 60A/63A, 200-240V, 13.8kW, Horizontal, (24) Combination C13/C19, 3m power cord with 1P+N+E (IP44), Black Powder Coat. | 2094.4 | 10% | 1899.0972
Vertiv | Rack PDU | VP4U62A1 | rPDU, Monitored Unit Level, 60/63A, 240/415V WYE, 43.4kW, Horizontal, (24) Combination C13/C19, 10ft power cord with 3P+N+E (IP44), Black Powder Coat. | 2477.75 | 10% | 2246.6998
Vertiv | Rack PDU | VP4UA0A1 | rPDU, Monitored Unit Level, 80A, 240/415V WYE, 57.6kW, Vertical, (36) Combination C13/C19, Hardwired, Black Powder Coat | 2969.9 | 10% | 2692.9568
Vertiv | Rack PDU | VP4UU0A1 | rPDU, Monitored Unit Level EC, 11.0kW, Variable Power Configuration, Vertical, (42) Combination C13/C19, Univers | 1938.85 | 10% | 1758.0522
Vertiv | Rack PDU | VP4UU1A0 | rPDU, Monitored Unit Level EC, 11.0kW, Variable Power Configuration, Horizontal, (12) Combination C13/C19, Univ | 1717 | 10% | 1556.8898
Vertiv | Rack PDU | VP4UV0A1 | rPDU, Monitored Unit Level EC, 16A OR 20A, 120V OR 208V OR 230V, 1.9kW or 3.3kW or 3.6kW, Vertical, (36) L | 1190 | 10% | 1079.0325
Vertiv | Rack PDU | VP4UV0A2 | rPDU, Monitored Unit Level EC, 22.0kW, Variable Power Configuration, Vertical, (30) Combination C13/C19, Univers | 2039.15 | 10% | 1848.9993
Vertiv | Rack PDU | VP4UV0A3 | rPDU, Monitored Unit Level EC, 22.0kW, Variable Power Configuration, Vertical, (48) Combination C13/C19, Univers | 2259.3 | 10% | 2048.6203
Vertiv | Rack PDU | VP4UV2A0 | rPDU, Monitored Unit Level EC, 22.0kW, Variable Power Configuration, Horizontal, (12) Locking IEC C13, (6) Lockin | 1983.9 | 10% | 1798.9013
Vertiv | Rack PDU | VP4UV2A1 | rPDU, Monitored Unit Level EC, 22.0kW, Variable Power Configuration, Horizontal, (24) Combination C13/C19, Univ | 1983.9 | 10% | 1798.9013
Vertiv | Rack PDU | VP5N11A0 | rPDU, Switched Unit Level Monitoring EC, 15A, 120V, 1.4kW, Horizontal, (6) NEMA 5-15R, 10ft / 3m power cord wit | 1234.2 | 10% | 1119.1109
Vertiv | Rack PDU | VP5N11A1 | rPDU, Switched Unit Level Monitoring EC, 15A, 120V, 1.4kW, Horizontal, (12) NEMA 5-15R, 10ft / 3m power cord w | 1458.6 | 10% | 1322.5856
Vertiv | Rack PDU | VP5N20A0 | rPDU, Switched Unit Level Monitoring EC, 20A, 120/208V WYE, 5.7kW, Vertical, (24) Locking IEC C13, 10ft / 3m p | 2034.9 | 10% | 1845.1456
Vertiv | Rack PDU | VP5N20A1 | rPDU, Switched Unit Level Monitoring EC, 20A, 120/208V WYE, 5.7kW, Vertical, (21) Locking IEC C13, (3) Locking | 2034.9 | 10% | 1845.1456
Vertiv | Rack PDU | VP5N20A2 | rPDU, Switched Unit Level Monitoring EC, 20A, 120/208V WYE, 5.7kW, Vertical, (24) NEMA 5-20R, 10ft / 3m powe | 1978.8 | 10% | 1794.2769
Vertiv | Rack PDU | VP5N20A3 | rPDU, Switched Unit Level Monitoring EC, 20A, 120V, 1.9kW, Vertical, (24) NEMA 5-20R, 10ft / 3m power cord with | 1654.95 | 10% | 1500.6259
Vertiv | Rack PDU | VP5N20A4 | rPDU, Switched Unit Level Monitoring EC, 20A, 120V, 1.9kW, Vertical, (24) NEMA 5-20R, 10ft / 3m power cord with | 1605.65 | 10% | 1455.9231
Vertiv | Rack PDU | VP5N20AA | rPDU, Switched Unit Level Monitoring EC, 20A, 240/415V WYE, 11.5kW, Vertical, (24) Combination C13/C19, 10ft | 2037.45 | 10% | 1847.4578
Vertiv | Rack PDU | VP5N20AB | rPDU, Switched Unit Level Monitoring EC, 20A, 208V, 3.3kW, Vertical, (21) Locking IEC C13, (3) Locking IEC C19, | 1722.95 | 10% | 1562.2849
Vertiv | Rack PDU | VP5N21A0 | rPDU, Switched Unit Level Monitoring EC, 20A, 120V, 1.9kW, Horizontal, (12) NEMA 5-20R, 10ft / 3m power cord w | 1504.5 | 10% | 1364.2054
Vertiv | Rack PDU | VP5N21A1 | rPDU, Switched Unit Level Monitoring EC, 20A, 120V, 1.9kW, Horizontal, (12) NEMA 5-20R, 10ft / 3m power cord w | 1518.95 | 10% | 1377.3079
Vertiv | Rack PDU | VP5N21A2 | rPDU, Switched Unit Level Monitoring EC, 20A, 240/415V WYE, 11.5kW, Horizontal, (12) Combination C13/C19, 10 | 1830.05 | 10% | 1659.3978
Vertiv | Rack PDU | VP5N30A0 | rPDU, Switched Unit Level Monitoring EC, 30A, 120/208V WYE, 8.6kW, Vertical, (18) Locking IEC C13, (6) Locking | 1932.05 | 10% | 1751.8863
Vertiv | Rack PDU | VP5N30A4 | rPDU, Switched Unit Level Monitoring EC, 30A, 120/208V WYE, 8.6kW, Vertical, (24) Locking IEC C13, (6) Locking | 2805 | 10% | 2543.4338
Vertiv | Rack PDU | VP5N30A5 | rPDU, Switched Unit Level Monitoring EC, 30A, 120V, 2.8kW, Vertical, (24) NEMA 5-20R, 10ft / 3m power cord with | 1855.55 | 10% | 1682.52
Vertiv | Rack PDU | VP5N30A7 | rPDU, Switched Unit Level Monitoring EC, 30A, 208V, 4.9kW, Vertical, (18) Locking IEC C13, (6) Locking IEC C19, | 1874.25 | 10% | 1699.4762
Vertiv | Rack PDU | VP5N30A8 | rPDU, Switched Unit Level Monitoring EC, 30A, 208V, 4.9kW, Vertical, (30) Locking IEC C13, (6) Locking IEC C19, | 2259.3 | 10% | 2048.6203
Vertiv | Rack PDU | VP5N30A9 | rPDU, Switched Unit Level Monitoring EC, 30A, 208V Delta, 8.6kW, Vertical, (24) Locking IEC C13, (12) Locking IE | 2710.65 | 10% | 2457.8819
Vertiv | Rack PDU | VP5N30AE | rPDU, Switched Unit Level Monitoring EC, 30A, 240/415V WYE, 17.2kW, Vertical, (24) Locking IEC C13, (12) Locki | 2980.95 | 10% | 2702.9764
Vertiv | Rack PDU | VP5N30AJ | rPDU, Switched Unit Level Monitoring EC, 30A, 240/415V WYE, 17.2kW, Vertical, (42) Locking IEC C13, (6) Lockin | 3464.6 | 10% | 3141.526
Vertiv | Rack PDU | VP5N30AM | rPDU, Switched Unit Level Monitoring EC, 30A, 208V Delta, 8.6kW, Vertical, (30) Locking IEC C13, (6) Locking IEC | 2710.65 | 10% | 2457.8819
Vertiv | Rack PDU | VP5N30AN | rPDU, Switched Unit Level Monitoring EC, 30A, 208V, 4.9kW, Vertical, (30) Locking IEC C13, (6) Locking IEC C19, | 2264.4 | 10% | 2053.2447
Vertiv | Rack PDU | VP5N30AP | rPDU, Switched Unit Level Monitoring EC, 30A, 208V, 4.9kW, Vertical, (24) Combination C13/C19, 10ft / 3m power | 2071.45 | 10% | 1878.2873
Vertiv | Rack PDU | VP5N30AQ | rPDU, Switched Unit Level Monitoring EC, 30A, 120/208V WYE, 8.6kW, Vertical, (36) Combination C13/C19, 10ft / | 2831.35 | 10% | 2567.3266
Vertiv | Rack PDU | VP5N30AR | rPDU, Switched Unit Level Monitoring EC, 30A, 208V Delta, 8.6kW, Vertical, (36) Combination C13/C19, 10ft / 3m p | 2822 | 10% | 2558.8485
Vertiv | Rack PDU | VP5N30AS | rPDU, Switched Unit Level Monitoring EC, 30A, 240/415V WYE, 17.2kW, Vertical, (36) Combination C13/C19, 10ft | 3088.9 | 10% | 2800.8601
Vertiv | Rack PDU | VP5N30AT | rPDU, Switched Unit Level Monitoring EC, 30A, 240/415V WYE, 17.2kW, Vertical, (48) Combination C13/C19, 10ft | 3621.85 | 10% | 3284.1125
Vertiv | Rack PDU | VP5N30AU | rPDU, Switched Unit Level Monitoring EC, 30A, 208V, 4.9kW, Vertical, (20) Locking IEC C13, (4) Locking IEC C19, | 1992.4 | 10% | 1806.6087
Vertiv | Rack PDU | VP5N30AV | rPDU, Switched Unit Level Monitoring EC, 30A, 208V, 4.9kW, Vertical, (36) Combination C13/C19, 10ft / 3m power | 2368.95 | 10% | 2148.0454
Vertiv | Rack PDU | VP5N30AW | rPDU, Switched Unit Level Monitoring EC, 30A, 120/208V, 5.7kW, Vertical, (24) Combination C13/C19, (12) NEMA | 2996.25 | 10% | 2716.8497
Vertiv | Rack PDU | VP5N31A0 | rPDU, Switched Unit Level Monitoring EC, 30A, 120V, 2.8kW, Horizontal, (12) NEMA 5-20R, 10ft / 3m power cord w | 1643.9 | 10% | 1490.6063
Vertiv | Rack PDU | VP5N31A1 | rPDU, Switched Unit Level Monitoring EC, 30A, 208V, 4.9kW, Horizontal, (12) Combination C13/C19, 10ft / 3m pow | 1705.95 | 10% | 1546.8702
Vertiv | Rack PDU | VP5N31A2 | rPDU, Switched Unit Level Monitoring EC, 30A, 120/208V WYE, 8.6kW, Horizontal, (12) Combination C13/C19, 10ft | 1867.45 | 10% | 1693.3103
Vertiv | Rack PDU | VP5N31A3 | rPDU, Switched Unit Level Monitoring EC, 30A, 208V DELTA, 8.6kW, Horizontal, (12) Combination C13/C19, 10ft / | 1867.45 | 10% | 1693.3103
Vertiv | Rack PDU | VP5N31A4 | rPDU, Switched Unit Level Monitoring EC, 30A, 240/415V WYE, 17.2kW, Horizontal, (12) Combination C13/C19, 10 | 2076.55 | 10% | 1882.9117
Vertiv | Rack PDU | VP5N31A5 | rPDU, Switched Unit Level Monitoring EC, 30A, 240/415V WYE, 17.2kW, Horizontal, (12) Combination C13/C19, 10 | 2076.55 | 10% | 1882.9117
Vertiv | Rack PDU | VP5N32A0 | rPDU, Switched Unit Level Monitoring EC, 30A, 208V, 4.9kW, Horizontal, (24) Combination C13/C19, 10ft power cor | 2448 | 10% | 2219.724
Vertiv | Rack PDU | VP5N32A1 | rPDU, Switched Unit Level Monitoring EC, 30A, 208V, 5.7kW, Horizontal, (24) Combination C13/C19, 10ft power cor | 2572.1 | 10% | 2332.2517
Vertiv | Rack PDU | VP5N32A2 | rPDU, Switched Unit Level Monitoring EC, 30A, 120/208V WYE, 8.6kW, Horizontal, (24) Combination C13/C19, 10ft | 2635 | 10% | 2389.2863
Vertiv | Rack PDU | VP5N32A3 | rPDU, Switched Unit Level Monitoring EC, 30A, 208V DELTA, 8.6kW, Horizontal, (24) Combination C13/C19, 10ft / | 2635 | 10% | 2389.2863
Vertiv | Rack PDU | VP5N40A1 | rPDU, Switched Unit Level Monitoring EC, 35A, 208V Delta, 10.0kW, Vertical, (36) Combination C13/C19, 10ft / 3m | 2955.45 | 10% | 2679.8543
Vertiv | Rack PDU | VP5N41A0 | rPDU, Switched Unit Level Monitoring EC, 35A, 208V DELTA, 10.0kW, Horizontal, (12) Combination C13/C19, 10ft | 1952.45 | 10% | 1770.384
Vertiv | Rack PDU | VP5N50A0 | rPDU, Switched Unit Level Monitoring EC, 50A, 208V Delta, 14.4kW, Vertical, (12) Locking IEC C13, (12) Locking I | 2988.6 | 10% | 2709.913
Vertiv | Rack PDU | VP5N50A1 | rPDU, Switched Unit Level Monitoring EC, 50A, 208V Delta, 14.4kW, Vertical, (24) Locking IEC C13, (12) Locking I | 3327.75 | 10% | 3017.4373
Vertiv | Rack PDU | VP5N50A4 | rPDU, Switched Unit Level Monitoring EC, 50A, 208V Delta, 14.4kW, Vertical, (48) Combination C13/C19, 10ft / 3m | 3910 | 10% | 3545.3925
Vertiv | Rack PDU | VP5N50A5 | rPDU, Switched Unit Level Monitoring EC, 50A, 208V Delta, 14.4kW, Vertical, (24) Combination C13/C19, 10ft / 3m | 3113.55 | 10% | 2823.2115
Vertiv | Rack PDU | VP5N52A0 | rPDU, Switched Unit Level Monitoring EC, 50A, 208V DELTA, 14.4kW, Horizontal, (12) Combination C13/C19, 10ft | 2572.1 | 10% | 2332.2517
Vertiv | Rack PDU | VP5N60A0 | rPDU, Switched Unit Level Monitoring EC, 60A, 208V Delta, 17.2kW, Vertical, (12) Locking IEC C13, (12) Locking I | 3243.6 | 10% | 2941.1343
Vertiv | Rack PDU | VP5N60A1 | rPDU, Switched Unit Level Monitoring EC, 60A, 208V Delta, 17.2kW, Vertical, (12) Locking IEC C13, (12) Locking I | 3334.55 | 10% | 3023.6032
Vertiv | Rack PDU | VP5N60A2 | rPDU, Switched Unit Level Monitoring EC, 60A, 208V Delta, 17.2kW, Vertical, (24) Locking IEC C13, (12) Locking I | 3582.75 | 10% | 3248.6586
Vertiv | Rack PDU | VP5N60A3 | rPDU, Switched Unit Level Monitoring EC, 60A, 208V Delta, 17.2kW, Vertical, (24) Locking IEC C13, (12) Locking I | 3673.7 | 10% | 3331.1275
Vertiv | Rack PDU | VP5N60A8 | rPDU, Switched Unit Level Monitoring EC, 60A, 208V DELTA, 17.2kW, Vertical, (18) Locking IEC C13, (6) Locking I | 2776.1 | 10% | 2517.2287
Vertiv | Rack PDU | VP5N60A9 | rPDU, Switched Unit Level Monitoring EC, 60A, 208V Delta, 17.2kW, Vertical, (24) Combination C13/C19, 10ft / 3m | 3373.65 | 10% | 3059.0571
Vertiv | Rack PDU | VP5N60AA | rPDU, Switched Unit Level Monitoring EC, 60A, 208V Delta, 17.2kW, Vertical, (24) Combination C13/C19, 10ft / 3m | 3479.9 | 10% | 3155.3993
Vertiv | Rack PDU | VP5N60AB | rPDU, Switched Unit Level Monitoring EC, 60A, 208V Delta, 17.2kW, Vertical, (48) Combination C13/C19, 10ft / 3m | 4176.9 | 10% | 3787.4041
Vertiv | Rack PDU | VP5N60AC | rPDU, Switched Unit Level Monitoring EC, 60A, 208V Delta, 17.2kW, Vertical, (48) Combination C13/C19, 10ft / 3m | 4340.1 | 10% | 3935.3857
Vertiv | Rack PDU | VP5N62A0 | rPDU, Switched Unit Level Monitoring EC, 60A, 208V DELTA, 17.2kW, Horizontal, (12) Combination C13/C19, 10ft | 2819.45 | 10% | 2556.5363
Vertiv | Rack PDU | VP5N62A1 | rPDU, Switched Unit Level Monitoring EC, 60A, 208V DELTA, 17.2kW, Horizontal, (12) Combination C13/C19, 10ft | 2909.55 | 10% | 2638.2345
Vertiv | Rack PDU | VP5NA0A0 | rPDU, Switched Unit Level Monitoring, 80A, 208V Delta, 28.8kW, Vertical, (24) Combination C13/C19, Hardwired, Black Powder Coat. | 3669.45 | 10% | 3327.2738
Vertiv | Rack PDU | VP5U11A0 | rPDU, Switched Unit Level Monitoring EC, 10A OR 15A, 120V OR 208V OR 230V, 1.4kW or 2.4kW or 2.3kW, Horiz | 1371.9 | 10% | 1243.9703
Vertiv | Rack PDU | VP5U20A0 | rPDU, Switched Unit Level Monitoring EC, 16A OR 20A, 120V OR 208V OR 230V, 1.9kW or 3.3kW or 3.6kW, Verti | 1832.6 | 10% | 1661.71
Vertiv | Rack PDU | VP5U20A1 | rPDU, Switched Unit Level Monitoring EC, 16A OR 20A, 120V OR 208V OR 230V, 1.9kW or 3.3kW or 3.6kW, Verti | 1815.6 | 10% | 1646.2953
Vertiv | Rack PDU | VP5U20A2 | rPDU, Switched Unit Level Monitoring EC, 16A OR 20A, 120V OR 208V OR 230V, 1.9kW or 3.3kW or 3.6kW, Verti | 1815.6 | 10% | 1646.2953
Vertiv | Rack PDU | VP5U20A3 | rPDU, Switched Unit Level Monitoring EC, 16A OR 20A, 120V OR 208V OR 230V, 1.9kW or 3.3kW or 3.6kW, Verti | 1428.85 | 10% | 1295.6097
Vertiv | Rack PDU | VP5U21A0 | rPDU, Switched Unit Level Monitoring EC, 16A OR 20A, 120V or 208V or 230V, 1.9kW or 3.3kW or 3.6kW, Horizon | 1428.85 | 10% | 1295.6097
Vertiv | Rack PDU | VP5U60A0 | rPDU, Switched Unit Level Monitoring, 60A/63A, 200-240V, 14.4kW, Vertical, (36) Combination C13/C19, 10ft / 3m power cord with 1P+N+E (IP44), Black Powder Coat. | 3526.65 | 10% | 3197.7899
Vertiv | Rack PDU | VP5U60A1 | rPDU, Switched Unit Level Monitoring, 60/63A, 240/415V WYE, 43.4kW, Vertical, (48) Combination C13/C19, 10ft / 3m power cord with 3P+N+E (IP44), Black Powder Coat. | 4852.65 | 10% | 4400.1404
Vertiv | Rack PDU | VP5U60A2 | rPDU, Switched Unit Level Monitoring, 60/63A, 240/415V WYE, 43.4kW, Vertical, (36) Combination C13/C19, 10ft / 3m power cord with 3P+N+E (IP44), Black Powder Coat. | 4305.25 | 10% | 3903.7854
Vertiv | Rack PDU | VP5U60A3 | rPDU, Switched Unit Level Monitoring, 60/63A, 240/415V WYE, 43.4kW, Vertical, (24) Combination C13/C19, 10ft / 3m power cord with 3P+N+E (IP44), Black Powder Coat. | 3864.1 | 10% | 3503.7727
Vertiv | Rack PDU | VP5U62A0 | rPDU, Switched Unit Level Monitoring, 60A/63A, 200-240V, 14.4kW, Horizontal, (24) Combination C13/C19, 10ft / 3m power cord with 1P+N+E (IP44), Black Powder Coat. | 3085.5 | 10% | 2797.7771
Vertiv | Rack PDU | VP5U62A2 | rPDU, Switched Unit Level Monitoring, 60/63A, 240/415V WYE, 43.4kW, Horizontal, (24) Combination C13/C19, 10ft / 3m power cord with 3P+N+E (IP44), Black Powder Coat. | 3864.1 | 10% | 3503.7727
Vertiv | Rack PDU | VP5UA0A0 | rPDU, Switched Unit Level Monitoring, 80A, 240/415V WYE, 57.6kW, Vertical, (36) Combination C13/C19, Hardwired, Black Powder Coat. | 4110.6 | 10% | 3727.2866
Vertiv | Rack PDU | VP5UU0A0 | rPDU, Switched Unit Level Monitoring EC, 11.0kW, Variable Power Configuration, Vertical, (30) Locking IEC C13, (6 | 3009 | 10% | 2728.4108
Vertiv | Rack PDU | VP5UU0A1 | rPDU, Switched Unit Level Monitoring EC, Residual Current Metering Type B, 11.0kW, Variable Power Configuration | 3184.95 | 10% | 2887.9534
Vertiv | Rack PDU | VP5UU0A2 | rPDU, Switched Unit Level Monitoring EC, 11.0kW, Variable Power Configuration, Vertical, (24) Combination C13/C1 | 2901.05 | 10% | 2630.5271
Vertiv | Rack PDU | VP5UU1A0 | rPDU, Switched Unit Level Monitoring EC, Max 11.0kW, Variable Power Configuration, Horizontal, (12) Combination | 2275.45 | 10% | 2063.2643
Vertiv | Rack PDU | VP5UV0A0 | rPDU, Switched Unit Level Monitoring EC, 22.0kW, Variable Power Configuration, Vertical, (18) Locking IEC C13, (1 | 3234.25 | 10% | 2932.6562
Vertiv | Rack PDU | VP5UV0A1 | rPDU, Switched Unit Level Monitoring EC, Residual Current Metering Type B, 22.0kW, Variable Power Configuration | 3539.4 | 10% | 3209.351
Vertiv | Rack PDU | VP5UV0A2 | rPDU, Switched Unit Level Monitoring EC, 22.0kW, Variable Power Configuration, Vertical, (48) Combination C13/C1 | 3704.3 | 10% | 3358.874
Vertiv | Rack PDU | VP5UV0A3 | rPDU, Switched Unit Level Monitoring EC, 22.0kW, Variable Power Configuration, Vertical, (24) Combination C13/C1 | 3255.5 | 10% | 2951.9246
Vertiv | Rack PDU | VP6N11A0 | rPDU, Monitored Outlet Level EC, 15A, 120V, 1.4kW, Horizontal, (6) NEMA 5-15R, 10ft / 3m power cord with 5-15P, | 1309.85 | 10% | 1187.7065
Vertiv | Rack PDU | VP6N11A1 | rPDU, Monitored Outlet Level EC, 15A, 120V, 1.4kW, Horizontal, (12) NEMA 5-15R, 10ft / 3m power cord with 5-15 | 1609.9 | 10% | 1459.7768
Vertiv | Rack PDU | VP6N20A0 | rPDU, Monitored Outlet Level EC, 20A, 120/208V WYE, 5.7kW, Vertical, (24) Locking IEC C13, 10ft / 3m power cor | 2337.5 | 10% | 2119.5281
Vertiv | Rack PDU | VP6N20A1 | rPDU, Monitored Outlet Level EC, 20A, 120/208V WYE, 5.7kW, Vertical, (21) Locking IEC C13, (3) Locking IEC C1 | 2337.5 | 10% | 2119.5281
Vertiv | Rack PDU | VP6N20A2 | rPDU, Monitored Outlet Level EC, 20A, 120/208V WYE, 5.7kW, Vertical, (24) NEMA 5-20R, 10ft / 3m power cord w | 2281.4 | 10% | 2068.6595
Vertiv | Rack PDU | VP6N20A3 | rPDU, Monitored Outlet Level EC, 20A, 120V, 1.9kW, Vertical, (24) NEMA 5-20R, 10ft / 3m power cord with 5-20P, | 1957.55 | 10% | 1775.0085
Vertiv | Rack PDU | VP6N20A4 | rPDU, Monitored Outlet Level EC, 20A, 120V, 1.9kW, Vertical, (24) NEMA 5-20R, 10ft / 3m power cord with L5-20P, | 1970.3 | 10% | 1786.5695
Vertiv | Rack PDU | VP6N20AA | rPDU, Monitored Outlet Level EC, 20A, 240/415V WYE, 11.5kW, Vertical, (24) Combination C13/C19, 10ft / 3m pow | 2340.05 | 10% | 2121.8403
Vertiv | Rack PDU | VP6N21A0 | rPDU, Monitored Outlet Level EC, 20A, 120V, 1.9kW, Horizontal, (12) NEMA 5-20R, 10ft / 3m power cord with 5-20 | 1655.8 | 10% | 1501.3967
Vertiv | Rack PDU | VP6N21A1 | rPDU, Monitored Outlet Level EC, 20A, 120V, 1.9kW, Horizontal, (12) NEMA 5-20R, 10ft / 3m power cord with L5-20 | 1669.4 | 10% | 1513.7285
Vertiv | Rack PDU | VP6N21A2 | rPDU, Monitored Outlet Level EC, 20A, 240/415V WYE, 11.5kW, Horizontal, (12) Combination C13/C19, 10ft / 3m p | 1980.5 | 10% | 1795.8184
Vertiv | Rack PDU | VP6N30A0 | rPDU, Monitored Outlet Level EC, 30A, 120/208V WYE, 8.6kW, Vertical, (18) Locking IEC C13, (6) Locking IEC C1 | 2233.8 | 10% | 2025.4982
Vertiv | Rack PDU | VP6N30A4 | rPDU, Monitored Outlet Level EC, 30A, 120/208V WYE, 8.6kW, Vertical, (24) Locking IEC C13, (6) Locking IEC C1 | 3258.9 | 10% | 2955.0076
Vertiv | Rack PDU | VP6N30A5 | rPDU, Monitored Outlet Level EC, 30A, 120V, 2.8kW, Vertical, (24) NEMA 5-20R, 10ft / 3m power cord with L5-30P, | 2159 | 10% | 1957.6733
Vertiv | Rack PDU | VP6N30A7 | rPDU, Monitored Outlet Level EC, 30A, 208V, 4.9kW, Vertical, (18) Locking IEC C13, (6) Locking IEC C19, 10ft / 3m | 2176.85 | 10% | 1973.8587
Vertiv | Rack PDU | VP6N30A8 | rPDU, Monitored Outlet Level EC, 30A, 208V Delta, 8.6kW, Vertical, (18) Locking IEC C13, (6) Locking IEC C19, 10 | 2562.75 | 10% | 2323.7736
Vertiv | Rack PDU | VP6N30A9 | rPDU, Monitored Outlet Level EC, 30A, 208V Delta, 8.6kW, Vertical, (24) Locking IEC C13, (12) Locking IEC C19, 1 | 3164.55 | 10% | 2869.4557
Vertiv | Rack PDU | VP6N30AE | rPDU, Monitored Outlet Level EC, 30A, 240/415V WYE, 17.2kW, Vertical, (24) Locking IEC C13, (12) Locking IEC | 3434.85 | 10% | 3114.5502
Vertiv | Rack PDU | VP6N30AJ | rPDU, Monitored Outlet Level EC, 30A, 240/415V WYE, 17.2kW, Vertical, (42) Locking IEC C13, (6) Locking IEC C | 4070.65 | 10% | 3691.0619
Vertiv | Rack PDU | VP6N30AM | rPDU, Monitored Outlet Level EC, 30A, 208V Delta, 8.6kW, Vertical, (30) Locking IEC C13, (6) Locking IEC C19, 10 | 3164.55 | 10% | 2869.4557
Vertiv | Rack PDU | VP6N30AN | rPDU, Monitored Outlet Level EC, 30A, 208V, 4.9kW, Vertical, (30) Locking IEC C13, (6) Locking IEC C19, 10ft / 3m | 2718.3 | 10% | 2464.8185
Vertiv | Rack PDU | VP6N30AP | rPDU, Monitored Outlet Level EC, 30A, 208V, 4.9kW, Vertical, (24) Combination C13/C19, 10ft / 3m power cord with | 2374.05 | 10% | 2152.6698
Vertiv | Rack PDU | VP6N30AQ | rPDU, Monitored Outlet Level EC, 30A, 120/208V WYE, 8.6kW, Vertical, (36) Combination C13/C19, 10ft / 3m pow | 3286.1 | 10% | 2979.6712
Vertiv | Rack PDU | VP6N30AR | rPDU, Monitored Outlet Level EC, 30A, 208V Delta, 8.6kW, Vertical, (36) Combination C13/C19, 10ft / 3m power cor | 3275.9 | 10% | 2970.4223
Vertiv | Rack PDU | VP6N30AS | rPDU, Monitored Outlet Level EC, 30A, 240/415V WYE, 17.2kW, Vertical, (36) Combination C13/C19, 10ft / 3m pow | 3542.8 | 10% | 3212.4339
Vertiv | Rack PDU | VP6N30AT | rPDU, Monitored Outlet Level EC, 30A, 240/415V WYE, 17.2kW, Vertical, (48) Combination C13/C19, 10ft / 3m pow | 4227.9 | 10% | 3833.6483
Vertiv | Rack PDU | VP6N30AU | rPDU, Monitored Outlet Level EC, 30A, 208V, 4.9kW, Vertical, (20) Locking IEC C13, (4) Locking IEC C19, 10ft / 3m | 2294.15 | 10% | 2080.2205
Vertiv | Rack PDU | VP6N30AV | rPDU, Monitored Outlet Level EC, 30A, 208V, 4.9kW, Vertical, (36) Combination C13/C19, 10ft / 3m power cord with | 2822 | 10% | 2558.8485
Vertiv | Rack PDU | VP6N30AW | rPDU, Monitored Outlet Level EC, 30A, 120/208V, 5.7kW, Vertical, (24) Combination C13/C19, (12) NEMA 5-20R, 1 | 3449.3 | 10% | 3127.6528
Vertiv | Rack PDU | VP6N31A0 | rPDU, Monitored Outlet Level EC, 30A, 120V, 2.8kW, Horizontal, (12) NEMA 5-20R, 10ft / 3m power cord with L5-30 | 1794.35 | 10% | 1627.0269
Vertiv | Rack PDU | VP6N31A1 | rPDU, Monitored Outlet Level EC, 30A, 208V, 4.9kW, Horizontal, (12) Combination C13/C19, 10ft power cord with L | 1856.4 | 10% | 1683.2907
Vertiv | Rack PDU | VP6N31A2 | rPDU, Monitored Outlet Level EC, 30A, 120/208V WYE, 8.6kW, Horizontal, (12) Combination C13/C19, 10ft / 3m po | 2018.75 | 10% | 1830.5016
Vertiv | Rack PDU | VP6N31A3 | rPDU, Monitored Outlet Level EC, 30A, 208V DELTA, 8.6kW, Horizontal, (12) Combination C13/C19, 10ft / 3m powe | 2018.75 | 10% | 1830.5016
Vertiv | Rack PDU | VP6N31A4 | rPDU, Monitored Outlet Level EC, 30A, 240/415V WYE, 17.2kW, Horizontal, (12) Combination C13/C19, 10ft / 3m p | 2228.7 | 10% | 2020.8737
Vertiv | Rack PDU | VP6N31A5 | rPDU, Monitored Outlet Level EC, 30A, 240/415V WYE, 17.2kW, Horizontal, (12) Combination C13/C19, 10ft / 3m p | 2228.7 | 10% | 2020.8737
Vertiv | Rack PDU | VP6N32A0 | rPDU, Monitored Outlet Level EC, 30A, 208V, 4.9kW, Horizontal, (24) Combination C13/C19, 10ft power cord with L | 2750.6 | 10% | 2494.1065
Vertiv | Rack PDU | VP6N32A1 | rPDU, Monitored Outlet Level EC, 30A, 208V, 5.7kW, Horizontal, (24) Combination C13/C19, 10ft power cord with L | 2874.7 | 10% | 2606.6342
Vertiv | Rack PDU | VP6N32A2 | rPDU, Monitored Outlet Level EC, 30A, 120/208V WYE, 8.6kW, Horizontal, (24) Combination C13/C19, 10ft / 3m po | 2937.6 | 10% | 2663.6688
Vertiv | Rack PDU | VP6N32A3 | rPDU, Monitored Outlet Level EC, 30A, 208V DELTA, 8.6kW, Horizontal, (24) Combination C13/C19, 10ft / 3m powe | 2937.6 | 10% | 2663.6688
Vertiv | Rack PDU | VP6N40A1 | rPDU, Monitored Outlet Level EC, 35A, 208V Delta, 10.0kW, Vertical, (36) Combination C13/C19, 10ft / 3m power c | 3410.2 | 10% | 3092.1988
Vertiv | Rack PDU | VP6N41A0 | rPDU, Monitored Outlet Level EC, 35A, 208V DELTA, 10.0kW, Horizontal, (12) Combination C13/C19, 10ft / 3m pow | 2103.75 | 10% | 1907.5753
Vertiv | Rack PDU | VP6N50A0 | rPDU, Monitored Outlet Level EC, 50A, 208V Delta, 14.4kW, Vertical, (12) Locking IEC C13, (12) Locking IEC C19, | 3291.2 | 10% | 2984.2956
Vertiv | Rack PDU | VP6N50A1 | rPDU, Monitored Outlet Level EC, 50A, 208V Delta, 14.4kW, Vertical, (24) Locking IEC C13, (12) Locking IEC C19, | 3781.65 | 10% | 3429.0111
Vertiv | Rack PDU | VP6N50A4 | rPDU, Monitored Outlet Level EC, 50A, 208V Delta, 14.4kW, Vertical, (48) Combination C13/C19, 10ft / 3m power c | 4515.2 | 10% | 4094.1576
Vertiv | Rack PDU | VP6N50A5 | rPDU, Monitored Outlet Level EC, 50A, 208V Delta, 14.4kW, Vertical, (24) Combination C13/C19, 10ft / 3m power c | 3416.15 | 10% | 3097.594
Vertiv | Rack PDU | VP6N52A0 | rPDU, Monitored Outlet Level EC, 50A, 208V DELTA, 14.4kW, Horizontal, (12) Combination C13/C19, 10ft / 3m pow | 2723.4 | 10% | 2469.443
Vertiv | Rack PDU | VP6N60A0 | rPDU, Monitored Outlet Level EC, 60A, 208V Delta, 17.2kW, Vertical, (12) Locking IEC C13, (12) Locking IEC C19, | 3547.05 | 10% | 3216.2876
Vertiv | Rack PDU | VP6N60A1 | rPDU, Monitored Outlet Level EC, 60A, 208V DELTA, 17.2kW, Vertical, (12) Locking IEC C13, (12) Locking IEC C1 | 3162.85 | 10% | 2867.9142
Vertiv | Rack PDU | VP6N60A2 | rPDU, Monitored Outlet Level EC, 60A, 208V Delta, 17.2kW, Vertical, (24) Locking IEC C13, (12) Locking IEC C19, | 4036.65 | 10% | 3660.2324
Vertiv | Rack PDU | VP6N60A3 | rPDU, Monitored Outlet Level EC, 60A, 208V Delta, 17.2kW, Vertical, (24) Locking IEC C13, (12) Locking IEC C19, | 4126.75 | 10% | 3741.9306
Vertiv | Rack PDU | VP6N60A8 | rPDU, Monitored Outlet Level EC, 60A, 208V DELTA, 17.2kW, Vertical, (18) Locking IEC C13, (6) Locking IEC C19, | 3078.7 | 10% | 2791.6112
Vertiv | Rack PDU | VP6N60A9 | rPDU, Monitored Outlet Level EC, 60A, 208V Delta, 17.2kW, Vertical, (24) Combination C13/C19, 10ft / 3m power c | 3676.25 | 10% | 3333.4397
Vertiv | Rack PDU | VP6N60AA | rPDU, Monitored Outlet Level EC, 60A, 208V DELTA, 17.2kW, Vertical, (24) Combination C13/C19, 10ft / 3m power | 3781.65 | 10% | 3429.0111
Vertiv | Rack PDU | VP6N60AB | rPDU, Monitored Outlet Level EC, 60A, 208V Delta, 17.2kW, Vertical, (48) Combination C13/C19, 10ft / 3m power c | 4782.1 | 10% | 4336.1692
Vertiv | Rack PDU | VP6N60AC | rPDU, Monitored Outlet Level EC, 60A, 208V Delta, 17.2kW, Vertical, (48) Combination C13/C19, 10ft / 3m power c | 4944.45 | 10% | 4483.38
Vertiv | Rack PDU | VP6N62A0 | rPDU, Monitored Outlet Level EC, 60A, 208V DELTA, 17.2kW, Horizontal, (12) Combination C13/C19, 10ft / 3m pow | 2970.75 | 10% | 2693.7276
Vertiv | Rack PDU | VP6N62A1 | rPDU, Monitored Outlet Level EC, 60A, 208V DELTA, 17.2kW, Horizontal, (12) Combination C13/C19, 10ft / 3m pow | 3060.85 | 10% | 2775.4257
Vertiv | Rack PDU | VP6NA0A0 | rPDU, Monitored Outlet Level, 80A, 208V Delta, 28.8kW, Vertical, (24) Combination C13/C19, Hardwired, Black Powder Coat. | 4110.6 | 10% | 3727.2866
Vertiv | Rack PDU | VP6U20A0 | rPDU, Monitored Outlet Level EC, 16A OR 20A, 120V OR 208V OR 230V, 1.9kW or 3.3kW or 3.6kW, Vertical, (24) | 2134.35 | 10% | 1935.3219
Vertiv | Rack PDU | VP6U20A1 | rPDU, Monitored Outlet Level EC, 16A OR 20A, 120V OR 208V OR 230V, 1.9kW or 3.3kW or 3.6kW, Vertical, (21) | 2118.2 | 10% | 1920.6778
Vertiv | Rack PDU | VP6U20A2 | rPDU, Monitored Outlet Level EC, 16A OR 20A, 120V OR 208V OR 230V, 1.9kW or 3.3kW or 3.6kW, Vertical, (18) | 2118.2 | 10% | 1920.6778
Vertiv | Rack PDU | VP6U20A3 | rPDU, Monitored Outlet Level EC, 16A OR 20A, 120V OR 208V OR 230V, 1.9kW or 3.3kW or 3.6kW, Vertical, (10) | 1580.15 | 10% | 1432.801
Vertiv | Rack PDU | VP6U21A0 | rPDU, Monitored Outlet Level EC, 16A OR 20A, 120V OR 208V OR 230V, 1.9kW or 3.3kW or 3.6kW, Horizontal, (1 | 1580.15 | 10% | 1432.801
Vertiv | Rack PDU | VP6U60A0 | rPDU, Monitored Outlet Level, 60A/63A, 200-240V, 14.4kW, Vertical, (36) Combination C13/C19, 10ft / 3m power cord with 1P+N+E (IP44), Black Powder Coat. | 3966.95 | 10% | 3597.0319
Vertiv | Rack PDU | VP6U60A1 | rPDU, Monitored Outlet Level, 60/63A, 240/415V WYE, 43.4kW, Vertical, (48) Combination C13/C19, 10ft / 3m power cord with 3P+N+E (IP44), Black Powder Coat. | 5293.8 | 10% | 4800.1532
Vertiv | Rack PDU | VP6U60A2 | rPDU, Outlet Level Monitoring, 60/63A, 240/415V WYE, 43.4kW, Vertical, (36) Combination C13/C19, 10ft / 3m power cord with 3P+N+E (IP44), Black Powder Coat. | 4745.55 | 10% | 4303.0275
Vertiv | Rack PDU | VP6U60A3 | rPDU, Outlet Level Monitoring, 60/63A, 240/415V WYE, 43.4kW, Vertical, (24) Combination C13/C19, 10ft / 3m power cord with 3P+N+E (IP44), Black Powder Coat. | 4305.25 | 10% | 3903.7854
Vertiv | Rack PDU | VP6U62A0 | rPDU, Monitored Outlet Level, 60A/63A, 200-240V, 14.4kW, Horizontal, (24) Combination C13/C19, 10ft / 3m power cord with 1P+N+E (IP44), Black Powder Coat. | 3526.65 | 10% | 3197.7899
Vertiv | Rack PDU | VP6U62A2 | rPDU, Outlet Level Monitoring, 60/63A, 240/415V WYE, 43.4kW, Horizontal, (24) Combination C13/C19, 10ft / 3m power cord with 3P+N+E (IP44), Black Powder Coat. | 4305.25 | 10% | 3903.7854
Vertiv | Rack PDU | VP6UA0A0 | rPDU, Monitored Outlet Level, 80A, 240/415V WYE, 57.6kW, Vertical, (36) Combination C13/C19, Hardwired, Black Powder Coat. | 4550.9 | 10% | 4126.5286
Vertiv | Rack PDU | VP6UU0A0 | rPDU, Monitored Outlet Level EC, 11.0kW, Variable Power Configuration, Vertical, (30) Locking IEC C13, (6) Locking | 3462.05 | 10% | 3139.2138
Vertiv | Rack PDU | VP6UU0A1 | rPDU, Monitored Outlet Level EC, Residual Current Metering Type B, 11.0kW, Variable Power Configuration, Vertical | 3486.7 | 10% | 3161.5652
Vertiv | Rack PDU | VP6UU0A2 | rPDU, Monitored Outlet Level EC, 11.0kW, Variable Power Configuration, Vertical, (24) Combination C13/C19, Unive | 3203.65 | 10% | 2904.9096
Vertiv | Rack PDU | VP6UU1A0 | rPDU, Monitored Outlet Level EC, Max 11.0kW, Variable Power Configuration, Horizontal, (12) Combination C13/C19 | 2425.9 | 10% | 2199.6848
Vertiv | Rack PDU | VP6UV0A0 | rPDU, Monitored Outlet Level EC, 22.0kW, Variable Power Configuration, Vertical, (18) Locking IEC C13, (12) Lockin | 3612.5 | 10% | 3275.6344
Vertiv | Rack PDU | VP6UV0A1 | rPDU, Monitored Outlet Level EC, Residual Current Metering Type B, 22.0kW, Variable Power Configuration, Vertical | 3841.15 | 10% | 3482.9628
Vertiv | Rack PDU | VP6UV0A2 | rPDU, Monitored Outlet Level EC, 22.0kW, Variable Power Configuration, Vertical, (48) Combination C13/C19, Unive | 4309.5 | 10% | 3907.6391
Vertiv | Rack PDU | VP6UV0A3 | rPDU, Monitored Outlet Level EC, 22.0kW, Variable Power Configuration, Vertical, (24) Combination C13/C19, Unive | 3557.25 | 10% | 3225.5364
Vertiv | Rack PDU | VP7541 | rPDU, Basic Standard, 30A, 208V, 4.9kW, Vertical, (20) IEC C13, (4) IEC C19, 10ft power cord with L6-30P, Black Powder Coat. | 528.7 | 10% | 479.3987
Vertiv | Rack PDU | VP7N11A0 | rPDU, Switched Outlet Level Monitoring EC, 15A, 120V, 1.4kW, Horizontal, (6) NEMA 5-15R, 10ft / 3m power cord | 1350.65 | 10% | 1224.7019
Vertiv | Rack PDU | VP7N11A1 | rPDU, Switched Outlet Level Monitoring EC, 15A, 120V, 1.4kW, Horizontal, (12) NEMA 5-15R, 10ft / 3m power cord | 1692.35 | 10% | 1534.5384
Vertiv | Rack PDU | VP7N20A0 | rPDU, Switched Outlet Level Monitoring EC, 20A, 120V, 1.9kW, Horizontal, (12) NEMA 5-20R, 10ft / 3m power cord with 5-20P, Black Powder Coat. | 2504.1 | 10% | 2270.5927
Vertiv | Rack PDU | VP7N20A1 | rPDU, Switched Outlet Level Monitoring EC, 20A, 120/208V WYE, 5.7kW, Vertical, (24) Locking IEC C13, 10ft / 3m | 2504.1 | 10% | 2270.5927
Vertiv | Rack PDU | VP7N20A2 | rPDU, Switched Outlet Level Monitoring EC, 20A, 120/208V WYE, 5.7kW, Vertical, (24) NEMA 5-20R, 10ft / 3m po | 2448 | 10% | 2219.724
Vertiv | Rack PDU | VP7N20A3 | rPDU, Switched Outlet Level Monitoring EC, 20A, 120V, 1.9kW, Vertical, (24) NEMA 5-20R, 10ft / 3m power cord w | 2124.15 | 10% | 1926.073
Vertiv | Rack PDU | VP7N20A4 | rPDU, Switched Outlet Level Monitoring EC, 20A, 120V, 1.9kW, Vertical, (24) NEMA 5-20R, 10ft / 3m power cord w | 2136.9 | 10% | 1937.6341
Vertiv | Rack PDU | VP7N20AA | rPDU, Switched Outlet Level Monitoring EC, 20A, 240/415V WYE, 11.5kW, Vertical, (24) Combination C13/C19, 10 | 2506.65 | 10% | 2272.9049
Vertiv | Rack PDU | VP7N21A0 | rPDU, Switched Outlet Level Monitoring EC, 20A, 120V, 1.9kW, Horizontal, (12) NEMA 5-20R, 10ft / 3m power cord | 1739.1 | 10% | 1576.9289
Vertiv | Rack PDU | VP7N21A1 | rPDU, Switched Outlet Level Monitoring EC, 20A, 120V, 1.9kW, Horizontal, (12) NEMA 5-20R, 10ft / 3m power cord | 1752.7 | 10% | 1589.2607
Vertiv | Rack PDU | VP7N21A2 | rPDU, Switched Outlet Level Monitoring EC, 20A, 240/415V WYE, 11.5kW, Horizontal, (12) Combination C13/C19, | 2063.8 | 10% | 1871.3507
Vertiv | Rack PDU | VP7N30A0 | rPDU, Switched Outlet Level Monitoring EC, 30A, 120/208V WYE, 8.6kW, Vertical, (18) Locking IEC C13, (6) Locki | 2401.25 | 10% | 2177.3334
Vertiv | Rack PDU | VP7N30A4 | rPDU, Switched Outlet Level Monitoring EC, 30A, 120/208V WYE, 8.6kW, Vertical, (24) Locking IEC C13, (6) Locki | 3508.8 | 10% | 3181.6044
Vertiv | Rack PDU | VP7N30A5 | rPDU, Switched Outlet Level Monitoring EC, 30A, 120V, 2.8kW, Vertical, (24) NEMA 5-20R, 10ft / 3m power cord w | 2324.75 | 10% | 2107.9671
Vertiv | Rack PDU | VP7N30A7 | rPDU, Switched Outlet Level Monitoring EC, 30A, 208V, 4.9kW, Vertical, (18) Locking IEC C13, (6) Locking IEC C1 | 2343.45 | 10% | 2124.9233
Vertiv | Rack PDU | VP7N30A8 | rPDU, Switched Outlet Level Monitoring EC, 30A, 208V Delta, 8.6kW, Vertical, (18) Locking IEC C13, (6) Locking IE | 2728.5 | 10% | 2474.0674
Vertiv | Rack PDU | VP7N30A9 | rPDU, Switched Outlet Level Monitoring EC, 30A, 208V Delta, 8.6kW, Vertical, (24) Locking IEC C13, (12) Locking I | 3414.45 | 10% | 3096.0525
Vertiv | Rack PDU | VP7N30AE | rPDU, Switched Outlet Level Monitoring EC, 30A, 240/415V WYE, 17.2kW, Vertical, (24) Locking IEC C13, (12) Loc | 3684.75 | 10% | 3341.1471
Vertiv | Rack PDU | VP7N30AJ | rPDU, Switched Outlet Level Monitoring EC, 30A, 240/415V WYE, 17.2kW, Vertical, (42) Locking IEC C13, (6) Lock | 4403 | 10% | 3992.4203
Vertiv | Rack PDU | VP7N30AM | rPDU, Switched Outlet Level Monitoring EC, 30A, 208V DELTA, 8.6kW, Vertical, (30) Locking IEC C13, (6) Locking | 3442.5 | 10% | 3121.4869
Vertiv | Rack PDU | VP7N30AN | rPDU, Switched Outlet Level Monitoring EC, 30A, 208V, 4.9kW, Vertical, (30) Locking IEC C13, (6) Locking IEC C1 | 3000.5 | 10% | 2720.7034
Vertiv | Rack PDU | VP7N30AP | rPDU, Switched Outlet Level Monitoring EC, 30A, 208V, 4.9kW, Vertical, (24) Combination C13/C19, 10ft / 3m pow | 2540.65 | 10% | 2303.7344
Vertiv | Rack PDU | VP7N30AQ | rPDU, Switched Outlet Level Monitoring EC, 30A, 120/208V WYE, 8.6kW, Vertical, (36) Combination C13/C19, 10ft | 3536 | 10% | 3206.268
Vertiv | Rack PDU | VP7N30AR | rPDU, Switched Outlet Level Monitoring EC, 30A, 208V Delta, 8.6kW, Vertical, (36) Combination C13/C19, 10ft / 3m | 3525.8 | 10% | 3197.0192
Vertiv | Rack PDU | VP7N30AS | rPDU, Switched Outlet Level Monitoring EC, 30A, 240/415V WYE, 17.2kW, Vertical, (36) Combination C13/C19, 10 | 3792.7 | 10% | 3439.0307
Vertiv | Rack PDU | VP7N30AT | rPDU, Switched Outlet Level Monitoring EC, 30A, 240/415V WYE, 17.2kW, Vertical, (48) Combination C13/C19, 10 | 4560.25 | 10% | 4135.0067
Vertiv | Rack PDU | VP7N30AU | rPDU, Switched Outlet Level Monitoring EC, 30A, 208V, 4.9kW, Vertical, (20) Locking IEC C13, (4) Locking IEC C1 | 2833.05 | 10% | 2568.8681
Vertiv | Rack PDU | VP7N30AV | rPDU, Switched Outlet Level Monitoring EC, 30A, 208V, 4.9kW, Vertical, (36) Combination C13/C19, 10ft / 3m pow | 3071.9 | 10% | 2785.4453
Vertiv | Rack PDU | VP7N30AW | rPDU, Switched Outlet Level Monitoring EC, 30A, 120/208V, 5.7kW, Vertical, (24) Combination C13/C19, (12) NEM | 3699.2 | 10% | 3354.2496
Vertiv | Rack PDU | VP7N31A0 | rPDU, Switched Outlet Level Monitoring EC, 30A, 120V, 2.8kW, Horizontal, (12) NEMA 5-20R, 10ft / 3m power cord | 1877.65 | 10% | 1702.5591
Vertiv | Rack PDU | VP7N31A1 | rPDU, Switched Outlet Level Monitoring EC, 30A, 208V, 4.9kW, Horizontal, (12) Combination C13/C19, 10ft power c | 1940.55 | 10% | 1759.5937
Vertiv | Rack PDU | VP7N31A2 | rPDU, Switched Outlet Level Monitoring EC, 30A, 120/208V WYE, 8.6kW, Horizontal, (12) Combination C13/C19, 1 | 2102.05 | 10% | 1906.0338
Vertiv | Rack PDU | VP7N31A3 | rPDU, Switched Outlet Level Monitoring EC, 30A, 208V DELTA, 8.6kW, Horizontal, (12) Combination C13/C19, 10ft | 2102.05 | 10% | 1906.0338
Vertiv | Rack PDU | VP7N31A4 | rPDU, Switched Outlet Level Monitoring EC, 30A, 240/415V WYE, 17.2kW, Horizontal, (12) Combination C13/C19, | 2312 | 10% | 2096.406
Vertiv | Rack PDU | VP7N31A5 | rPDU, Switched Outlet Level Monitoring EC, 30A, 240/415V WYE, 17.2kW, Horizontal, (12) Combination C13/C19, | 2312 | 10% | 2096.406
Vertiv | Rack PDU | VP7N32A0 | rPDU, Switched Outlet Level Monitoring EC, 30A, 208V, 4.9kW, Horizontal, (24) Combination C13/C19, 10ft power c | 2917.2 | 10% | 2645.1711
Vertiv | Rack PDU | VP7N32A1 | rPDU, Switched Outlet Level Monitoring EC, 30A, 208V, 5.7kW, Horizontal, (24) Combination C13/C19, 10ft power c | 3040.45 | 10% | 2756.928
Vertiv | Rack PDU | VP7N32A2 | rPDU, Switched Outlet Level Monitoring EC, 30A, 120/208V WYE, 8.6kW, Horizontal, (24) Combination C13/C19, 1 | 3104.2 | 10% | 2814.7333
Vertiv | Rack PDU | VP7N32A3 | rPDU, Switched Outlet Level Monitoring EC, 30A, 208V DELTA, 8.6kW, Horizontal, (24) Combination C13/C19, 10ft | 3104.2 | 10% | 2814.7333
Vertiv | Rack PDU | VP7N40A1 | rPDU, Switched Outlet Level Monitoring EC, 35A, 208V Delta, 10.0kW, Vertical, (36) Combination C13/C19, 10ft / 3 | 3659.25 | 10% | 3318.0249
Vertiv | Rack PDU | VP7N41A0 | rPDU, Switched Outlet Level Monitoring EC, 35A, 208V DELTA, 10.0kW, Horizontal, (12) Combination C13/C19, 10 | 2187.05 | 10% | 1983.1076
Vertiv | Rack PDU | VP7N50A0 | rPDU, Switched Outlet Level Monitoring EC, 50A, 208V Delta, 14.4kW, Vertical, (12) Locking IEC C13, (12) Locking | 3457.8 | 10% | 3135.3602
Vertiv | Rack PDU | VP7N50A1 | rPDU, Switched Outlet Level Monitoring EC, 50A, 208V Delta, 14.4kW, Vertical, (24) Locking IEC C13, (12) Locking | 4031.55 | 10% | 3655.608
Vertiv | Rack PDU | VP7N50A4 | rPDU, Switched Outlet Level Monitoring EC, 50A, 208V Delta, 14.4kW, Vertical, (48) Combination C13/C19, 10ft / 3 | 4847.55 | 10% | 4395.516
Vertiv | Rack PDU | VP7N50A5 | rPDU, Switched Outlet Level Monitoring EC, 50A, 208V Delta, 14.4kW, Vertical, (24) Combination C13/C19, 10ft / 3 | 3582.75 | 10% | 3248.6586
Vertiv | Rack PDU | VP7N52A0 | rPDU, Switched Outlet Level Monitoring EC, 50A, 208V DELTA, 14.4kW, Horizontal, (12) Combination C13/C19, 10 | 2806.7 | 10% | 2544.9752
Vertiv | Rack PDU | VP7N60A0 | rPDU, Switched Outlet Level Monitoring EC, 60A, 208V Delta, 17.2kW, Vertical, (12) Locking IEC C13, (12) Locking | 3712.8 | 10% | 3366.5814
Vertiv | Rack PDU | VP7N60A1 | rPDU, Switched Outlet Level Monitoring EC, 60A, 208V Delta, 17.2kW, Vertical, (12) Locking IEC C13, (12) Locking | 3803.75 | 10% | 3449.0503
Vertiv | Rack PDU | VP7N60A2 | rPDU, Switched Outlet Level Monitoring EC, 60A, 208V Delta, 17.2kW, Vertical, (24) Locking IEC C13, (12) Locking | 4285.7 | 10% | 3886.0585
Vertiv | Rack PDU | VP7N60A3 | rPDU, Switched Outlet Level Monitoring EC, 60A, 208V Delta, 17.2kW, Vertical, (24) Locking IEC C13, (12) Locking | 4376.65 | 10% | 3968.5274
Vertiv | Rack PDU | VP7N60A8 | rPDU, Switched Outlet Level Monitoring EC, 60A, 208V DELTA, 17.2kW, Vertical, (18) Locking IEC C13, (6) Lockin | 3244.45 | 10% | 2941.905
Vertiv | Rack PDU | VP7N60A9 | rPDU, Switched Outlet Level Monitoring EC, 60A, 208V Delta, 17.2kW, Vertical, (24) Combination C13/C19, 10ft / 3 | 3842 | 10% | 3483.7335
Vertiv | Rack PDU | VP7N60AA | rPDU, Switched Outlet Level Monitoring EC, 60A, 208V Delta, 17.2kW, Vertical, (24) Combination C13/C19, 10ft / 3 | 3949.1 | 10% | 3580.8464
Vertiv | Rack PDU | VP7N60AB | rPDU, Switched Outlet Level Monitoring EC, 60A, 208V Delta, 17.2kW, Vertical, (48) Combination C13/C19, 10ft / 3 | 5115.3 | 10% | 4638.2983
Vertiv | Rack PDU | VP7N60AC | rPDU, Switched Outlet Level Monitoring EC, 60A, 208V Delta, 17.2kW, Vertical, (48) Combination C13/C19, 10ft / 3 | 5277.65 | 10% | 4785.5091
Vertiv | Rack PDU | VP7N62A0 | rPDU, Switched Outlet Level Monitoring EC, 60A, 208V DELTA, 17.2kW, Horizontal, (12) Combination C13/C19, 10 | 3054.05 | 10% | 2769.2598
Vertiv | Rack PDU | VP7N62A1 | rPDU, Switched Outlet Level Monitoring EC, 60A, 208V DELTA, 17.2kW, Horizontal, (12) Combination C13/C19, 10 | 3143.3 | 10% | 2850.1873
Vertiv | Rack PDU | VP7NA0A0 | rPDU, Switched Outlet Level Monitoring, 80A, 208V Delta, 28.8kW, Vertical, (24) Combination C13/C19, Hardwired, Black Powder Coat. | 4352.85 | 10% | 3946.9467
Vertiv | Rack PDU | VP7U11A0 | rPDU, Switched Outlet Level Monitoring EC, 10A OR 15A, 120V OR 208V OR 230V, 1.4kW or 2.4kW or 2.3kW, Ho | 1489.2 | 10% | 1350.3321
Vertiv | Rack PDU | VP7U20A0 | rPDU, Switched Outlet Level Monitoring EC, 16A OR 20A, 120V OR 208V OR 230V, 1.9kW or 3.3kW or 3.6kW, Ve | 2300.95 | 10% | 2086.3864
Vertiv | Rack PDU | VP7U20A1 | rPDU, Switched Outlet Level Monitoring EC, 16A OR 20A, 120V OR 208V OR 230V, 1.9kW or 3.3kW or 3.6kW, Ve | 2284.8 | 10% | 2071.7424
Vertiv | Rack PDU | VP7U20A2 | rPDU, Switched Outlet Level Monitoring EC, 16A OR 20A, 120V OR 208V OR 230V, 1.9kW or 3.3kW or 3.6kW, Ve | 2284.8 | 10% | 2071.7424
Vertiv | Rack PDU | VP7U20A3 | rPDU, Switched Outlet Level Monitoring EC, 16A OR 20A, 120V OR 208V OR 230V, 1.9kW or 3.3kW or 3.6kW, Ve | 1662.6 | 10% | 1507.5625
Vertiv | Rack PDU | VP7U21A0 | rPDU, Switched Outlet Level Monitoring EC, 16A OR 20A, 120V OR 208V OR 230V, 1.9kW or 3.3kW or 3.6kW, Ho | 1662.6 | 10% | 1507.5625
Vertiv | Rack PDU | VP7U60A0 | rPDU, Switched Outlet Level Monitoring, 60A/63A, 200-240V, 14.4kW, Vertical, (36) Combination C13/C19, 10ft / 3m power cord with 1P+N+E (IP44), Black Powder Coat. | 4209.2 | 10% | 3816.6921
Vertiv | Rack PDU | VP7U60A1 | rPDU, Switched Outlet Level Monitoring, 60/63A, 240/415V WYE, 43.4kW, Vertical, (48) Combination C13/C19, 10ft / 3m power cord with 3P+N+E (IP44), Black Powder Coat. | 5536.05 | 10% | 5019.8133
Vertiv | Rack PDU | VP7U60A2 | rPDU, Switched Outlet Level Monitoring, 60/63A, 240/415V WYE, 43.4kW, Vertical, (36) Combination C13/C19, 10ft / 3m power cord with 3P+N+E (IP44), Black Powder Coat. | 4987.8 | 10% | 4522.6877
Vertiv | Rack PDU | VP7U60A3 | rPDU, Switched Outlet Level Monitoring, 60/63A, 240/415V WYE, 43.4kW, Vertical, (24) Combination C13/C19, 10ft / 3m power cord with 3P+N+E (IP44), Black Powder Coat. | 4547.5 | 10% | 4123.4456
Vertiv | Rack PDU | VP7U62A0 | rPDU, Switched Outlet Level Monitoring, 60A/63A, 200-240V, 14.4kW, Horizontal, (24) Combination C13/C19, 10ft / 3m power cord with 1P+N+E (IP44), Black Powder Coat. | 3768.9 | 10% | 3417.4501
Vertiv | Rack PDU | VP7U62A2 | rPDU, Switched Outlet Level Monitoring, 60/63A, 240/415V WYE, 43.4kW, Horizontal, (24) Combination C13/C19, 10ft / 3m power cord with 3P+N+E (IP44), Black Powder Coat. | 4547.5 | 10% | 4123.4456
Vertiv | Rack PDU | VP7UA0A0 | rPDU, Switched Outlet Level Monitoring, 80A, 240/415V WYE, 57.6kW, Vertical, (36) Combination C13/C19, Hardwired, Black Powder Coat. | 4793.15 | 10% | 4346.1888
Vertiv | Rack PDU | VP7UU0A0 | rPDU, Switched Outlet Level Monitoring EC, 11.0kW, Variable Power Configuration, Vertical, (30) Locking IEC C13, | 3711.95 | 10% | 3365.8107
Vertiv | Rack PDU | VP7UU0A1 | rPDU, Switched Outlet Level Monitoring EC, Residual Current Metering Type B, 11.0kW, Variable Power Configurati | 3653.3 | 10% | 3312.6298
Vertiv | Rack PDU | VP7UU0A2 | rPDU, Switched Outlet Level Monitoring EC, 11.0kW, Variable Power Configuration, Vertical, (24) Combination C13/ | 3369.4 | 10% | 3055.2034
Vertiv | Rack PDU | VP7UU1A0 | rPDU, Switched Outlet Level Monitoring EC, Max 11.0kW, Variable Power Configuration, Horizontal, (12) Combinatio | 2509.2 | 10% | 2275.2171
Vertiv | Rack PDU | VP7UV0A0 | rPDU, Switched Outlet Level Monitoring EC, 22.0kW, Variable Power Configuration, Vertical, (18) Locking IEC C13, | 3820.75 | 10% | 3464.4651
Vertiv | Rack PDU | VP7UV0A1 | rPDU, Switched Outlet Level Monitoring EC, Residual Current Metering Type B, 22.0kW, Variable Power Configurati | 4008.6 | 10% | 3634.798
Vertiv | Rack PDU | VP7UV0A2 | rPDU, Switched Outlet Level Monitoring EC, 22.0kW, Variable Power Configuration, Vertical, (48) Combination C13/ | 4642.7 | 10% | 4209.7682
Vertiv | Rack PDU | VP7UV0A3 | rPDU, Switched Outlet Level Monitoring EC, 22.0kW, Variable Power Configuration, Vertical, (24) Combination C13/ | 3724.7 | 10% | 3377.3717
Vertiv | Rack PDU | VP9562 | rPDU, Basic Standard, 15A, 120V, 1.4kW, Horizontal, (10) NEMA 5-15R, 10 ft power cord with 5-15P, Black Powder Coat. | 161.5 | 10% | 146.4401
Vertiv | Rack PDU | VP9563 | rPDU, Basic Standard, 20A, 120V, 1.9kW, Horizontal, (10) NEMA 5-20R, 10ft power cord with 5-20P, Black Powder Coat. | 245.65 | 10% | 222.7431
Vertiv | Rack PDU | VP9567 | rPDU, Basic Standard, 15A, 120V, 1.4kW, Vertical, (14) NEMA 5-15R, 10ft power cord with 5-15P, Black Powder Coat. | 258.4 | 10% | 234.3042
Vertiv | Rack PDU | VP9571A | rPDU, Basic Standard, 30A, 208V, 4.9kW, Horizontal, (12) IEC C13, 10 ft power cord with L6-30P, Black Powder Coat. | 429.25 | 10% | 389.2224
Vertiv | 1 Phase UPS | VPUL-400LVTR-MP4 | Retail Power-UPS Lithium 400VA / 240W (QTY 4) | 1062.5 | 10% | 963.4219
Vertiv | Racks | VR1000 | Vertiv VR Rack, 12Ux24.5" Wallmount | 1985.6 | 10% | 1800.4428
Vertiv | Racks | VR1001 | Vertiv VR Rack, 12Ux24.5" Wallmount, Mesh Door | 2139.45 | 10% | 1939.9463
Vertiv | Racks | VR1002 | Vertiv VR Rack, 12Ux24.5" Wallmount, Solid Door | 1955.85 | 10% | 1773.467
Vertiv | Racks | VR1003 | Vertiv VR Rack, 12Ux31" Premium Wallmount | 2692.8 | 10% | 2441.6964
Vertiv | Racks | VR1004 | Vertiv VR Rack, 12Ux31" Premium Wallmount, Mesh Door | 2782.9 | 10% | 2523.3946
Vertiv | Racks | VR1005 | Vertiv VR Rack, 12Ux31" Premium Wallmount, Solid Door | 2663.05 | 10% | 2414.7206
Vertiv | Racks | VR1006 | Vertiv VR Rack, 19Ux24.5" Wallmount | 2476.05 | 10% | 2245.1583
Vertiv | Racks | VR1007 | Vertiv VR Rack, 19Ux24.5" Wallmount, Mesh Door | 2636.7 | 10% | 2390.8277
Vertiv | Racks | VR1008 | Vertiv VR Rack, 19Ux24.5" Wallmount, Solid Door | 2374.9 | 10% | 2153.4406
Vertiv | Racks | VR1009 | Vertiv VR Rack, 19Ux31" Premium Wallmount | 3235.1 | 10% | 2933.4269
Vertiv | Racks | VR1010 | Vertiv VR Rack, 19Ux31" Premium Wallmount, Mesh Door | 3332 | 10% | 3021.291
Vertiv | Racks | VR1011 | Vertiv VR Rack, 19Ux31" Premium Wallmount, Solid Door | 3235.1 | 10% | 2933.4269
Vertiv | Racks | VR1012 | Vertiv VR Rack, 25Ux24.5" Wallmount | 2876.4 | 10% | 2608.1757
Vertiv | Racks | VR1013 | Vertiv VR Rack, 25Ux24.5" Wallmount, Mesh Door | 3029.4 | 10% | 2746.9084
Vertiv | Racks | VR1014 | Vertiv VR Rack, 25Ux24.5" Wallmount, Solid Door | 2801.6 | 10% | 2540.3508
Vertiv | Racks | VR1015 | Vertiv VR Rack, 25Ux31" Premium Wallmount | 3635.45 | 10% | 3296.4443
Vertiv | Racks | VR1016 | Vertiv VR Rack, 25Ux31" Premium Wallmount, Mesh Door | 3724.7 | 10% | 3377.3717
Vertiv | Racks | VR1017 | Vertiv VR Rack, 25Ux31" Premium Wallmount, Solid Door | 3635.45 | 10% | 3296.4443
Vertiv | Racks | VR1018 | Vertiv VR Rack, 12Ux21" 4-Post Wallmount | 830.45 | 10% | 753.0105
Vertiv | Racks | VR1019 | Vertiv VR Rack, 19Ux21" 4-Post Wallmount | 957.1 | 10% | 867.8504
Vertiv | Racks | VR1020 | Vertiv VR Rack, 25Ux21" 4-Post Wallmount | 1114.35 | 10% | 1010.4369
Vertiv | Racks | VR1021 | 6U Wall Mount Rack, Mesh Door | 643.45 | 10% | 583.4483
Vertiv | Racks | VR1022 | 9U Wall Mount Rack, Mesh Door | 710.6 | 10% | 644.3366
Vertiv | Racks | VR201 | Vertiv VR Rack, 45U 2-Post Rack | 579.7 | 10% | 525.643
Vertiv | Racks | VR203 | Vertiv VR Rack, 45Ux24" 4-Post Rack | 1555.5 | 10% | 1410.4496
Vertiv | Racks | VR204 | Vertiv VR Rack, 45Ux29" 4-Post Rack | 1567.4 | 10% | 1421.24
Vertiv | Racks | VR205 | Vertiv VR Rack, 45Ux32" 4-Post Rack | 1589.5 | 10% | 1441.2791
Vertiv | Racks | VR206 | Vertiv VR Rack, 45Ux36" 4-Post Rack | 1626.9 | 10% | 1475.1916
Vertiv | Racks | VR3100 | Vertiv™ VR Rack - 42U with Doors/ Sides & Casters | 2393.6 | 10% | 2170.3968
Vertiv | Racks | VR3100-001 | VR 42Ux600x1100 ND NSP | 1774.8 | 10% | 1609.2999
Vertiv | Racks | VR3100-002 | VR 42UX600X1100 ND | 2011.95 | 10% | 1824.3357
Vertiv | Racks | VR3100-003 | VR 42UX600X1100 NFD | 2215.1 | 10% | 2008.5419
Vertiv | Racks | VR3100-004 | VR 42UX600X1100 NRD | 2190.45 | 10% | 1986.1905
Vertiv | Racks | VR3100-005 | VR 42UX600X1100 NRSP | 2275.45 | 10% | 2063.2643
Vertiv | Racks | VR3100-006 | VR 42X600X1100 NLSP | 2275.45 | 10% | 2063.2643
Vertiv | Racks | VR3100-007 | VR 42UX600X1100 NSP | 2157.3 | 10% | 1956.1318
Vertiv | Racks | VR3100-013 | VR 42UX600X1100 ND NR NSP | 1698.3 | 10% | 1539.9335
Vertiv | Racks | VR3100-031 | VR Cable Trough Hammer Head for infrastructure rack | 2057 | 10% | 1865.1847
Vertiv | Racks | VR3100SP | Vertiv™ VR Rack - 42U with Shock Packaging Cust Pays Frt | 4114 | 10% | 3730.3695
Vertiv | Racks | VR3100TAA | Vertiv™ VR Rack - 42U TAA Compliant Cust Pays Frt | 4843.3 | 10% | 4391.6623
Vertiv | Racks | VR3105 | Vertiv™ VR Rack - 45U with Doors/ Sides & Casters | 2748.9 | 10% | 2492.5651
Vertiv | Racks | VR3107 | Vertiv™ VR Rack - 48U with Doors/ Sides & Casters | 2739.55 | 10% | 2484.087
Vertiv | Racks | VR3107-001 | VR 48X600X1100 ND NSP | 1960.95 | 10% | 1778.0914
Vertiv | Racks | VR3107-002 | VR 48UX600X1100 ND | 2268.65 | 10% | 2057.0984
Vertiv | Racks | VR3107-003 | VR 48UX600X1100 NFD | 2516.85 | 10% | 2282.1537
Vertiv | Racks | VR3107-004 | VR 48UX600X1100 NRD | 2493.05 | 10% | 2260.5731
Vertiv | Racks | VR3107-005 | VR 48UX600X1100 NRSP | 2586.55 | 10% | 2345.3542
Vertiv | Racks | VR3107-006 | VR 48UX600X1100 NLSP | 2586.55 | 10% | 2345.3542
Vertiv | Racks | VR3107-007 | VR 48UX600X1100 NSP | 2432.7 | 10% | 2205.8507
Vertiv | Racks | VR3107-013 | VR 48UX600X1100 ND NR NSP | 1882.75 | 10% | 1707.1836
Vertiv | Racks | VR3107SP | Vertiv VR Rack 42U w Doors/Sides & Casters with Shock Packaging Cust Pays Frt | 4623.15 | 10% | 4192.0413
Vertiv | Racks | VR3107TAA | Vertiv VR Rack 42U w Doors/Sides & Casters TAA Compliant Cust Pays Frt | 5270 | 10% | 4778.5725
Vertiv | Racks | VR3150 | Vertiv™ VR Rack - 42U with Doors/ Sides & Casters | 2805 | 10% | 2543.4338
Vertiv | Racks | VR3150-001 | VR 42UX800X1100 ND NSP | 2113.1 | 10% | 1916.0534
Vertiv | Racks | VR3150-002 | VR 42UX800X1100 ND | 2350.25 | 10% | 2131.0892
Vertiv | Racks | VR3150-003 | VR 42UX800X1100 NFD | 2589.95 | 10% | 2348.4372
Vertiv | Racks | VR3150-004 | VR 42UX800X1100 NRD | 2566.15 | 10% | 2326.8565
Vertiv | Racks | VR3150-005 | VR 42UX800X1100 NRSP | 2687.7 | 10% | 2437.072
Vertiv | Racks | VR3150-006 | VR 42UX800X1100 NLSP | 2687.7 | 10% | 2437.072
Vertiv | Racks | VR3150-007 | VR 42UX800X1100 NSP | 2568.7 | 10% | 2329.1687
Vertiv | Racks | VR3150-013 | VR 42UX800X1100 ND NR NSP | 2015.35 | 10% | 1827.4186
Vertiv | Racks | VR3150SP | Vertiv™ VR Rack - 42U with Shock Packaging Cust Pays Frt | 4226.2 | 10% | 3832.1069
Vertiv | Racks | VR3150TAA | Vertiv™ VR Rack - 42U TAA Compliant Cust Pays Frt | 6750.7 | 10% | 6121.1972
Vertiv | Racks | VR3157 | Vertiv™ VR Rack - 48U with Doors/ Sides & Casters | 3085.5 | 10% | 2797.7771
Vertiv | Racks | VR3157-001 | VR 48UX800X1100 ND NSP | 2268.65 | 10% | 2057.0984
Vertiv | Racks | VR3157-002 | VR 48UX800X1100 ND | 2571.25 | 10% | 2331.4809
Vertiv | Racks | VR3157-003 | VR 48UX800X1100 NFD | 2840.7 | 10% | 2575.8047
Vertiv | Racks | VR3157-004 | VR 48UX800X1100 NRD | 2817.75 | 10% | 2554.9948
Vertiv | Racks | VR3157-005 | VR 48UX800X1100 NRSP | 2934.2 | 10% | 2660.5858
Vertiv | Racks | VR3157-006 | VR 48UX800X1100 NLSP | 2934.2 | 10% | 2660.5858
Vertiv | Racks | VR3157-007 | VR 48UX800X1100 NSP | 2782.9 | 10% | 2523.3946
Vertiv | Racks | VR3157-013 | VR 48UX800X1100 ND NR NSP | 2169.2 | 10% | 1966.9221
Vertiv | Racks | VR3157SP | Vertiv VR Rack 42U w Doors/Sides & Casters with Shock Packaging Cust Pays Frt | 5797 | 10% | 5256.4298
Vertiv | Racks | VR3157TAA | Vertiv VR Rack 42U w Doors/Sides & Casters TAA Compliant Cust Pays Frt | 7199.5 | 10% | 6528.1466
Vertiv | Racks | VR3300 | Vertiv™ VR Rack - 42U with Doors/ Sides & Casters | 2982.65 | 10% | 2704.5179
Vertiv | Racks | VR3300-001 | VR 42UX600X1200 ND NSP | 2171.75 | 10% | 1969.2343
Vertiv | Racks | VR3300-002 | VR 42UX600X1200 ND | 2552.55 | 10% | 2314.5247
Vertiv | Racks | VR3300-003 | VR 42UX600X1200 NFD | 2782.9 | 10% | 2523.3946
Vertiv | Racks | VR3300-004 | VR 42UX600X1200 NRD | 2754 | 10% | 2497.1895
Vertiv | Racks | VR3300-005 | VR 42UX600X1200 NRSP | 2792.25 | 10% | 2531.8727
Vertiv | Racks | VR3300-006 | VR 42UX600X1200 NLSP | 2792.25 | 10% | 2531.8727
Vertiv | Racks | VR3300-007 | VR 42UX600X1200 NSP | 2601.85 | 10% | 2359.2275
Vertiv | Racks | VR3300-013 | VR 42UX600X1200 ND NR NSP | 2062.1 | 10% | 1869.8092
Vertiv | Racks | VR3300SP | Vertiv™ VR Rack - 42U with Shock Packaging Cust Pays Frt | 4394.5 | 10% | 3984.7129
Vertiv | Racks | VR3300TAA | Vertiv™ VR Rack - 42U TAA Compliant Cust Pays Frt | 5086.4 | 10% | 4612.0932
Vertiv | Racks | VR3305 | Vertiv™ VR Rack - 45U with Doors/ Sides & Casters | 3211.3 | 10% | 2911.8463
Vertiv | Racks | VR3305-013 | VR 45UX600X1200 ND NR NSP | 2167.5 | 10% | 1965.3806
Vertiv | Racks | VR3307 | Vertiv™ VR Rack - 48U with Doors/ Sides & Casters | 3559.8 | 10% | 3227.8487
Vertiv | Racks | VR3307-001 | VR 48UX600X1200 ND NSP | 2521.1 | 10% | 2286.0074
Vertiv | Racks | VR3307-002 | VR 48UX600X1200 ND | 3005.6 | 10% | 2725.3278
Vertiv | Racks | VR3307-003 | VR 48UX600X1200 NFD | 3296.3 | 10% | 2988.92
Vertiv | Racks | VR3307-004 | VR 48UX600X1200 NRD | 3269.1 | 10% | 2964.2564
Vertiv | Racks | VR3307-005 | VR 48UX600X1200 NRSP | 3318.4 | 10% | 3008.9592
Vertiv | Racks | VR3307-006 | VR 48UX600X1200 NLSP | 3318.4 | 10% | 3008.9592
Vertiv | Racks | VR3307-007 | VR 48UX600X1200 NSP | 3076.15 | 10% | 2789.299
Vertiv | Racks | VR3307-013 | VR 48UX600X1200 ND NR NSP | 2402.95 | 10% | 2178.8749
Vertiv | Racks | VR3307SP | Vertiv VR Rack 48U w Doors/Sides & Casters with Shock Packaging Cust Pays Frt | 5566.65 | 10% | 5047.5599
Vertiv | Racks | VR3307SP-002 | VR3307 48U x 600mm x 1200mm No Doors Shock Pallet | 5083 | 10% | 4609.0102
Vertiv | Racks | VR3307TAA | Vertiv VR Rack 48U w Doors/Sides & Casters TAA Compliant Cust Pays Frt | 6299.35 | 10% | 5711.9356
Vertiv | Racks | VR3309 | Vertiv™ VR Rack, 52U, 2464mm (H) x 600mm (W) x 1200mm (D) | 3553 | 10% | 3221.6828
Vertiv | Racks | VR3350 | Vertiv™ VR Rack - 42U with Doors/ Sides & Casters | 3797.8 | 10% | 3443.6552
Vertiv | Racks | VR3350-001 | VR 42UX800X1200 ND NSP | 2826.25 | 10% | 2562.7022
Vertiv | Racks | VR3350-002 | VR 42UX800X1200 ND | 3241.05 | 10% | 2938.8221
Vertiv | Racks | VR3350-003 | VR 42UX800X1200 NFD | 3534.3 | 10% | 3204.7265
Vertiv | Racks | VR3350-004 | VR 42UX800X1200 NRD | 3504.55 | 10% | 3177.7507
Vertiv | Racks | VR3350-005 | VR 42UX800X1200 NRSP | 3590.4 | 10% | 3255.5952
Vertiv | Racks | VR3350-006 | VR 42UX800X1200 NLSP | 3590.4 | 10% | 3255.5952
Vertiv | Racks | VR3350-007 | VR 42UX800X1200 NSP | 3383 | 10% | 3067.5353
Vertiv | Racks | VR3350-013 | VR 42UX800X1200 ND NR NSP | 2642.65 | 10% | 2396.2229
Vertiv | Racks | VR3350SP | Vertiv VR Rack 42U w Doors/Sides & Casters with Shock Packaging Cust Pays Frt | 4544.1 | 10% | 4120.3627
Vertiv | Racks | VR3350TAA | Vertiv VR Rack 42U w Doors/Sides & Casters TAA Compliant Cust Pays Frt | 7909.25 | 10% | 7171.7124
Vertiv | Racks | VR3357 | Vertiv™ VR Rack - 48U with Doors/ Sides & Casters | 4384.3 | 10% | 3975.464
Vertiv | Racks | VR3357-001 | VR 48UX800X1200 ND NSP | 3201.95 | 10% | 2903.3682
Vertiv | Racks | VR3357-002 | VR 48Ux800x1200-ND | 3721.3 | 10% | 3374.2888
Vertiv | Racks | VR3357-003 | VR 48UX800X1200 NFD | 4068.95 | 10% | 3689.5204
Vertiv | Racks | VR3357-004 | VR 48UX800X1200 NRD | 4038.35 | 10% | 3661.7739
Vertiv | Racks | VR3357-005 | VR 48UX800X1200 NRSP | 4125.05 | 10% | 3740.3891
Vertiv | Racks | VR3357-006 | VR 48UX800X1200 NLSP | 4125.05 | 10% | 3740.3891
Vertiv | Racks | VR3357-007 | VR 48UX800X1200 NSP | 3864.95 | 10% | 3504.5434
Vertiv | Racks | VR3357-013 | VR 48UX800X1200 ND NR NSP | 3006.45 | 10% | 2726.0985
Vertiv | Racks | VR3357SP | Vertiv VR Rack 48U w Doors/Sides & Casters with Shock Packaging Cust Pays Frt | 7168.05 | 10% | 6499.6293
Vertiv | Racks | VR3357SP-002 | VR3357 48U x 800mm x 1200mm No Doors Shock Pallet | 6545 | 10% | 5934.6788
Vertiv | Racks | VR3357TAA | Vertiv VR Rack 48RU w Doors/Sides & Casters TAA Compliant Cust Pays Frt | 8767.75 | 10% | 7950.1573
Vertiv | Racks | VR3359 | Vertiv™ VR Rack, 52U, 2464mm (H) x 800mm (W) x 1200mm (D) | 5287 | 10% | 4793.9873
Vertiv | Racks | VR3407SP | VERTIV VR RACK 48U X 600mm W x 1400mm D | 7480 | 10% | 6782.49
Vertiv | Racks | VRA1000 | 1U Horiz Cable Mgr w/D Rings | 79.05 | 10% | 71.6786
Vertiv | Racks | VRA1001 | 2U Horiz Cable Mgr w/D Rings | 89.25 | 10% | 80.9274
Vertiv | Racks | VRA1002 | 1Ux4" Horiz Cable Mgr w/Cover | 118.15 | 10% | 107.1325
Vertiv | Racks | VRA1003 | 2Ux4" Horiz Cable Mgr w/Cover | 147.9 | 10% | 134.1083
Vertiv | Racks | VRA1004 | Toolless Cable Mgr | 147.05 | 10% | 133.3376
Vertiv | Racks | VRA1005 | Tool Less Cable Management - Velcro Strap (Qty. 10) | 63.75 | 10% | 57.8053
Vertiv | Racks | VRA1006 | Toolless Cable Mgr | 535.5 | 10% | 485.5646
Vertiv | Racks | VRA1007 | Toolless Velcro Strap (Qty 100) | 535.5 | 10% | 485.5646
Vertiv | Racks | VRA1008 | Toolless D Rings Small (Qty 10) | 79.05 | 10% | 71.6786
Vertiv | Racks | VRA1009 | Toolless D Rings Small (Qty 100) | 535.5 | 10% | 485.5646
Vertiv | Racks | VRA1010 | Toolless D-Rings Large (Qty 10) | 147.05 | 10% | 133.3376
Vertiv | Racks | VRA1011 | Toolless D-Rings Large (Qty 100) | 924.8 | 10% | 838.5624
Vertiv | Racks | VRA1013 | Horiz Cbl SideChannel | 89.25 | 10% | 80.9274
Vertiv | Racks | VRA1014 | Vert Cable Manager 600W 42U | 196.35 | 10% | 178.0404
Vertiv | Racks | VRA1015 | Vert Cable Manager 600W 48U | 216.75 | 10% | 196.5381
Vertiv | Racks | VRA1016 | Vert Cable Manager 800W 42U | 363.8 | 10% | 329.8757
Vertiv | Racks | VRA1017 | Vert Cable Mgr 800W 48U | 403.75 | 10% | 366.1003
Vertiv | Racks | VRA1018 | Hinged Cover 800W 42U | 108.8 | 10% | 98.6544
Vertiv | Racks | VRA1020 | Hinged Cover 800W 48U | 137.7 | 10% | 124.8595
Vertiv | Racks | VRA1021 | Vert Cable Org, 8 Cable Rings | 176.8 | 10% | 160.3134
Vertiv | Racks | VRA1022 | 2Ux6" Horiz Cable Mgr w/cover | 137.7 | 10% | 124.8595
Vertiv | Racks | VRA1023 | 1U x 6" Horiz Cable Mgr w/cover | 118.15 | 10% | 107.1325
Vertiv | Racks | VRA1024 | Horiz Cable Side Channel | 118.15 | 10% | 107.1325
Vertiv | Racks | VRA1025 | Cable Ladder Rack Kit 6" w/ Install Kit | 454.75 | 10% | 412.3446
Vertiv | Racks | VRA1026 | Cable Ladder Rack Kit 12" w/ Install Kit | 600.95 | 10% | 544.9114
Vertiv | Racks | VRA1027 | Cable Ladder Rack/Wall Management Kit | 119.85 | 10% | 108.674
Vertiv | Racks | VRA1028 | Cable Ladder Angle Adapter Kit | 139.4 | 10% | 126.401
Vertiv | Racks | VRA1029 | Cable Ladder Trough Front Adaptor Kit | 130.9 | 10% | 118.6936
Vertiv | Racks | VRA1030 | Cable Ladder Trough End Adaptor Kit | 105.4 | 10% | 95.5715
Vertiv | Racks | VRA1031 | Vertical Cable Manager for 800mm Wide 45U (Qty. 2) | 549.95 | 10% | 498.6672
Vertiv | Racks | VRA1033 | Vertical Cable Manager for 600mm Wide 45U (Qty. 2) | 287.3 | 10% | 260.5093
Vertiv | Racks | VRA1034 | Cable Ladder Suspension Kit | 57.8 | 10% | 52.4101
Vertiv | Racks | VRA1035 | Cable Ladder Stacking Kit | 492.15 | 10% | 446.257
Vertiv | Racks | VRA1037 | 6"x9" Finger Cable Management | 815.15 | 10% | 739.1373
Vertiv | Racks | VRA1038 | 6"x18" Finger Cable Management | 1337.05 | 10% | 1212.3701
Vertiv | Racks | VRA1039 | 10"x9" Finger Cable Management | 1287.75 | 10% | 1167.6673
Vertiv | Racks | VRA1040 | 10"x18" Finger Cable Management | 1555.5 | 10% | 1410.4496
Vertiv | Racks | VRA1041 | 12"x11" Finger Cable Management | 1461.15 | 10% | 1324.8978
Vertiv | Racks | VRA1042 | 12"x18" Finger Cable Management | 1864.05 | 10% | 1690.2273
Vertiv | Racks | VRA1043 | 6"x12" Finger Cable Management | 2904.45 | 10% | 2633.61
Vertiv | Racks | VRA1044 | 6"x24" Finger Cable Management | 3473.1 | 10% | 3149.2334
Vertiv | Racks | VRA1045 | 8"x12" Finger Cable Management | 2962.25 | 10% | 2686.0202
Vertiv | Racks | VRA1046 | 8"x24" Finger Cable Management | 3732.35 | 10% | 3384.3084
Vertiv | Racks | VRA1047 | 10"x12" Finger Cable Management | 3015.8 | 10% | 2734.5767
Vertiv | Racks | VRA1048 | 10"x24" Finger Cable Management | 3990.75 | 10% | 3618.6126
Vertiv | Racks | VRA1049 | 12"x12" Finger Cable Management | 3192.6 | 10% | 2894.89
Vertiv | Racks | VRA1050 | 12"x24" Finger Cable Management | 4246.6 | 10% | 3850.6046
Vertiv | Racks | VRA1051 | RFID Swing Handle, Multi-frequency, Wiegand Integration | 3474.8 | 10% | 3150.7749
Vertiv | Racks | VRA1052 | RFID Swing Handle W/ PIN, Multi-frequency, Wiegand Integration | 3474.8 | 10% | 3150.7749
Vertiv | Racks | VRA1053 | Electromechanical Swing Handle, RFID + PIN, black | 1595.45 | 10% | 1446.6743
Vertiv | Racks | VRA1054 | Cage Nuts w/ 12-24 X 1/2" Screws, Type 23, Package of 50 (use with 6U/9U wall mount) | 221.71 | 10% | 201.0355
Vertiv | Racks | VRA1055 | Pan Head Phillips #12-24 Screws X 1/2", Type 23, Black, Package of 50 (Use with 2 and 4 Post racks; use with WMCM, WM, and SR wall mounts) | 50.79 | 10% | 46.0538
Vertiv | Racks | VRA2000 | 1U 19" Black Plastic Tool Less Airflow Blanking Panel (Qty. 10) | 108.8 | 10% | 98.6544
Vertiv | Racks | VRA2001 | 1U 19" Black Plastic Tool Less Airflow Blanking Panel (Qty. 200) | 1934.6 | 10% | 1754.1985
Vertiv | Racks | VRA2002 | 19" Blanking Panel Kit 1,2,4,8U | 137.7 | 10% | 124.8595
Vertiv | Racks | VRA2003 | 19" Blanking Panels 1U | 39.95 | 10% | 36.2247
Vertiv | Racks | VRA2004 | Air Recirculation Prevention Kit | 89.25 | 10% | 80.9274
Vertiv | Racks | VRA2005 | 19" Rail Brush Strips for 800W | 639.2 | 10% | 579.5946
Vertiv | Racks | VRA2006 | Cable Pass Through Brush Kit | 147.9 | 10% | 134.1083
Vertiv | Racks | VRA2007 | Top Fan Kit 120 VAC 50/60 Hz | 1542.75 | 10% | 1398.8886
Vertiv | Racks | VRA2008 | Top Fan Kit 208-230 VAC 50/60 Hz | 1589.5 | 10% | 1441.2791
Vertiv | Racks | VRA2009 | Vertical Exhaust Duct Short, 600W | 1476.45 | 10% | 1338.771
Vertiv | Racks | VRA2010 | Vertical Exhaust Duct Tall, 600W | 1640.5 | 10% | 1487.5234
Vertiv | Racks | VRA2011 | Vertical Exhaust Duct Short, 800W | 1640.5 | 10% | 1487.5234
Vertiv | Racks | VRA2012 | Vertical Exhaust Duct Tall, 800W | 1804.55 | 10% | 1636.2757
Vertiv | Racks | VRA2013 | 2U 19" Black Plastic Tool Less Airflow Blanking Panel (Qty. 10) | 207.4 | 10% | 188.0599
Vertiv | Racks | VRA2014 | 2U 19" Black Plastic Tool Less Airflow Blanking Panel (Qty. 100) | 1841.95 | 10% | 1670.1882
Vertiv | Racks | VRA2031 | Double Wallmount Fan Kit | 628.15 | 10% | 569.575
Vertiv | Racks | VRA3000 | 1U Depth Adj Fixed Shelf 250lbs | 216.75 | 10% | 196.5381
Vertiv | Racks | VRA3001 | 2U 19" Fixed Shelf 50lbs | 128.35 | 10% | 116.3814
Vertiv | Racks | VRA3002 | 1U Depth Adj Sliding Shelf 100lbs | 707.2 | 10% | 641.2536
Vertiv | Racks | VRA3003 | 1U Depth Adjustable | 1149.2 | 10% | 1042.0371
Vertiv | Racks | VRA3004 | 1U Depth Adjustable | 79.05 | 10% | 71.6786
Vertiv | Racks | VRA3005 | Depth Extension 42U x 600 x 200 | 705.5 | 10% | 639.7121
Vertiv | Racks | VRA3006 | Depth Extension 42U x 800 x 200 | 712.3 | 10% | 645.878
Vertiv | Racks | VRA3007 | Depth Extension 48U x 600 x 200 | 715.7 | 10% | 648.961
Vertiv | Racks | VRA3008 | Depth Extension 48U x 800 x 200 | 731 | 10% | 662.8342
Vertiv | Racks | VRA3009 | VR 100x600x1100 Rack Base | 400.35 | 10% | 363.0174
Vertiv | Racks | VRA3010 | VR 100x800x1100 Rack Base | 402.05 | 10% | 364.5588
Vertiv | Racks | VRA3011 | VR 100x600x1200 Rack Base | 404.6 | 10% | 366.8711
Vertiv | Racks | VRA3012 | VR 100x800x1200 Rack Base | 405.45 | 10% | 367.6418
Vertiv | Racks | VRA4000 | VR Bolt Down Brackets | 79.05 | 10% | 71.6786
Vertiv | Racks | VRA4001 | VR Anti Tip Plate 600W/800W | 157.25 | 10% | 142.5864
Vertiv | Racks | VRA4002 | BRKTS SEISMIC BOLT DOWN VR 600 mm WIDE RACKS | 308.55 | 10% | 279.7777
Vertiv | Racks | VRA4003 | BRKTS SEISMIC BOLT DOWN VR 800 mm WIDE RACKS | 308.55 | 10% | 279.7777
Vertiv | Racks | VRA5000 | M6 Cage Nuts, Screws Qty 50 | 50.15 | 10% | 45.4735
Vertiv | Racks | VRA5001 | 10-32 Cage Nuts Qty 50 | 45.05 | 10% | 40.8491
Vertiv | Racks | VRA5002 | VR Baying Kit | 20.4 | 10% | 18.4977
Vertiv | Racks | VRA5003 | VR Baying Gasket Kit | 118.15 | 10% | 107.1325
Vertiv | Racks | VRA5004 | Zero U Acc. Mounting Bracket | 79.05 | 10% | 71.6786
Vertiv | Racks | VRA6001 | VR 42Ux600 Single Perf Door Blk | 530.4 | 10% | 480.9402
Vertiv | Racks | VRA6002 | VR 42Ux800 Single Perf Door Blk | 600.1 | 10% | 544.1407
Vertiv | Racks | VRA6003 | VR 48Ux600 Single Perf Door Blk | 579.7 | 10% | 525.643
Vertiv | Racks | VRA6004 | VR 48Ux800 Single Perf Door Blk | 658.75 | 10% | 597.3216
Vertiv | Racks | VRA6005 | VR 42Ux600 Split Perf Doors Blk | 569.5 | 10% | 516.3941
Vertiv | Racks | VRA6006 | VR 42Ux800 Split Perf Doors Blk | 668.1 | 10% | 605.7997
Vertiv | Racks | VRA6007 | VR 48Ux600 Split Perf Doors Blk | 609.45 | 10% | 552.6188
Vertiv | Racks | VRA6008 | VR 48Ux800 Split Perf Doors Blk | 717.4 | 10% | 650.5024
Vertiv | Racks | VRA6009 | VR 42Ux1100 Split Side Panels | 403.75 | 10% | 366.1003
Vertiv | Racks | VRA6010 | VR 42Ux1200 Split Side Panels | 442.85 | 10% | 401.5542
Vertiv | Racks | VRA6011 | VR 48Ux1100 Split Side Panels | 452.2 | 10% | 410.0324
Vertiv | Racks | VRA6012 | VR 48Ux1200 Split Side Panels | 491.3 | 10% | 445.4863
Vertiv | Racks | VRA6013 | VR 42Ux600 19" Rails | 207.4 | 10% | 188.0599
Vertiv | Racks | VRA6014 | VR 42Ux800 19" Rails | 363.8 | 10% | 329.8757
Vertiv | Racks | VRA6015 | VR 48Ux600 19" Rails | 226.95 | 10% | 205.7869
Vertiv | Racks | VRA6016 | VR 48Ux800 19" Rails | 403.75 | 10% | 366.1003
Vertiv | Racks | VRA6017 | VR 600x1100 Top Panel | 255.85 | 10% | 231.992
Vertiv | Racks | VRA6018 | VR 800x1100 Top Panel | 285.6 | 10% | 258.9678
Vertiv | Racks | VRA6019 | VR 600x1200 Top Panel | 275.4 | 10% | 249.7189
Vertiv | Racks | VRA6020 | VR 800x1200 Top Panel | 314.5 | 10% | 285.1729
Vertiv | Racks | VRA6021 | VR Top Panel Grommets | 50.15 | 10% | 45.4735
Vertiv | Racks | VRA6022 | VR Door Handle | 50.15 | 10% | 45.4735
Vertiv | Racks | VRA6023 | VR Combination Lock Handle | 196.35 | 10% | 178.0404
Vertiv | Racks | VRA6024 | VR Caster Kit | 137.7 | 10% | 124.8595
Vertiv | Racks | VRA6025 | VR 42U 4" PDU/Cable Mgt Brackets | 167.45 | 10% | 151.8353
Vertiv | Racks | VRA6026 | VR 48U 4" PDU/Cbl Mgt Bracket | 187 | 10% | 169.5623
Vertiv | Racks | VRA6029 | Pass-Through Side Panels 45U x 1100 | 968.15 | 10% | 877.87
Vertiv | Racks | VRA6030 | Pass-Through Side Panels 45U x 1200 | 1000.45 | 10% | 907.158
Vertiv | Racks | VRA6031 | Pass-Through Side Panels 48U x 1100 | 1000.45 | 10% | 907.158
Vertiv | Racks | VRA6032 | Pass-Through Side Panels 48U x 1200 | 1033.6 | 10% | 937.2168
Vertiv | Racks | VRA6033 | Networking Roof Panel 600 x 1100 | 541.45 | 10% | 490.9598
Vertiv | Racks | VRA6034 | Networking Roof Panel 600 x 1200 | 598.4 | 10% | 542.5992
Vertiv | Racks | VRA6035 | Networking Roof Panel 800 x 1100 | 623.9 | 10% | 565.7213
Vertiv | Racks | VRA6036 | Networking Roof Panel 800 x 1200 | 680.85 | 10% | 617.3607
Vertiv | Racks | VRA6037 | Rack Bottom Panel 600 x 1100 | 451.35 | 10% | 409.2616
Vertiv | Racks | VRA6038 | Rack Bottom Panel 600 x 1200 | 492.15 | 10% | 446.257
Vertiv | Racks | VRA6039 | Rack Bottom Panel 800 x 1100 | 532.95 | 10% | 483.2524
Vertiv | Racks | VRA6040 | Rack Bottom Panel 800 x 1200 | 574.6 | 10% | 521.0186
Vertiv | Racks | VRA6042 | Copper BUS Bar 42U | 644.3 | 10% | 584.219
Vertiv | Racks | VRA6043 | Copper BUS Bar 48U | 694.45 | 10% | 629.6925
Vertiv | Racks | VRA6044 | Rail Conversion Kit 42U , 21" EIA Mounting Rails 800mm | 1230.8 | 10% | 1116.0279
Vertiv | Racks | VRA6045 | Rail Conversion Kit 45U , 21" EIA Mounting Rails 800mm | 1313.25 | 10% | 1190.7894
Vertiv | Racks | VRA6046 | Rail Conversion Kit 45U , 23" EIA Mounting Rails 800mm | 1313.25 | 10% | 1190.7894
Vertiv | Racks | VRA6047 | Rail Conversion Kit 42U , 23" EIA Mounting Rails 800mm | 1230.8 | 10% | 1116.0279
Vertiv | Racks | VRA6048 | Rail Conversion Kit 48U , 21" EIA Mounting Rails 800mm | 1394.85 | 10% | 1264.7802
Vertiv | Racks | VRA6049 | Rail Conversion Kit 48U , 23" EIA Mounting Rails 800mm | 1394.85 | 10% | 1264.7802
Vertiv | Racks | VRA6050 | Full Solid Metal Door 42U x 600 | 943.5 | 10% | 855.5186
Vertiv | Racks | VRA6051 | Full Solid Metal Door 42U x 800 | 985.15 | 10% | 893.2848
Vertiv | Racks | VRA6052 | Full Solid Metal Door 48U x 600 | 1025.1 | 10% | 929.5094
Vertiv | Racks | VRA6053 | Full Solid Metal Door 48U x 800 | 1065.9 | 10% | 966.5048
Vertiv | Racks | VRA6054 | Pass-Through Side Panels 42U x 1100 | 968.15 | 10% | 877.87
Vertiv | Racks | VRA6055 | Pass-Through Side Panels 42U x 1200 | 985.15 | 10% | 893.2848
Vertiv | Racks | VRA6056 | Split Solid Metal Door 48U x 600 | 861.9 | 10% | 781.5278
Vertiv | Racks | VRA6057 | Split Solid Metal Door 48U x 800 | 902.7 | 10% | 818.5232
Vertiv | Racks | VRA6062 | Split Solid Metal Door 42U x 600 | 779.45 | 10% | 706.7663
Vertiv | Racks | VRA6063 | Split Solid Metal Door 42U x 800 | 820.25 | 10% | 743.7617
Vertiv | Racks | VRA6300 | 19" Rackmount Copper Bus Bar | 295.8 | 10% | 268.2167
Vertiv | Racks | VRA7001 | Security Handle Combination (2) | 273.7 | 10% | 248.1775
Vertiv | Racks | VRA7002 | Security Handle Fingerprint + RFID (1) | 1679.6 | 10% | 1522.9773
Vertiv | Racks | VRA7003 | Security Handle Pin Pad + RFID (1) | 1517.25 | 10% | 1375.7664
Vertiv | Racks | VRA8501 | VR Cable Trough, Cable Alignment Kit (Set of 2) | 39.95 | 10% | 36.2247
Vertiv | Racks | VRA8502 | VR Cable Trough, Connector Kit (Set of 2) | 39.95 | 10% | 36.2247
Vertiv | Racks | VRA8503 | VR Cable Trough, Cable Separation Kit (Set of 12) | 157.25 | 10% | 142.5864
Vertiv | Racks | VRA8504 | VR Cable Trough Grounding Wire, 750mm (Set of 10) | 157.25 | 10% | 142.5864
Vertiv | Racks | VRA8505 | VR Cable Trough, 300mm Height Extension | 157.25 | 10% | 142.5864
Vertiv | Racks | VRA8506 | VR Cable Trough, 600mm Height Extension | 157.25 | 10% | 142.5864
Vertiv | Racks | VRA8561 | VR Cable Trough, 600mm | 242.25 | 10% | 219.6602
Vertiv | Racks | VRA8567 | VR Cable Trough, End Caps (Set of 2) | 79.05 | 10% | 71.6786
Vertiv | Racks | VRA8571 | VR Cable Trough, 800mm | 275.4 | 10% | 249.7189
Vertiv | Racks | VRA8573 | VR Cable Trough Cover, 300mm | 118.15 | 10% | 107.1325
Vertiv | Racks | VRA8574 | VR Cable Trough Cover, 600mm | 149.6 | 10% | 135.6498
Vertiv | Racks | VRA8575 | VR Cable Trough Cover, 800mm | 157.25 | 10% | 142.5864
Vertiv | Racks | VRA8581 | VR Cable Trough, 300mm | 212.5 | 10% | 192.6844
Vertiv | Racks | VRA9040 | Colocation Kit 42Ux600x1100 | 2148.8 | 10% | 1948.4244
Vertiv | Racks | VRA9041 | Colocation Kit 42Ux600x1200 | 2165.8 | 10% | 1963.8392
Vertiv | Racks | VRA9042 | Colocation Kit 42Ux800x1100 | 2329.85 | 10% | 2112.5915
Vertiv | Racks | VRA9043 | Colocation Kit 42Ux800x1200 | 2346 | 10% | 2127.2355
Vertiv | Racks | VRA9044 | Colocation Kit 48Ux600x1100 | 2607.8 | 10% | 2364.6227
Vertiv | Racks | VRA9045 | Colocation Kit 48Ux600x1200 | 2624.8 | 10% | 2380.0374
Vertiv | Racks | VRA9046 | Colocation Kit 48Ux800x1100 | 2805 | 10% | 2543.4338
Vertiv | Racks | VRA9047 | Colocation Kit 48Ux800x1200 | 2822 | 10% | 2558.8485
Vertiv | IT Systems | VRA9400 | Heavy Duty Rack Ramp | 1275 | 10% | 1156.1063
Vertiv | Edge Thermal | VRC100YI | 1Yr Service w/ (1) PM inspect 24x7 scheduling parts & labor | 1884.45 | 10% | 1708.725
Vertiv | Edge Thermal | VRC100YO | 1Yr Service w/ (1) PM inspect 8x5 scheduling parts only | 2144.55 | 10% | 1944.5707
Vertiv | Edge Thermal | VRC100YR | 1Yr Service w/ (1) PM inspect 24x7 scheduling | 2060.4 | 10% | 1868.2677
Vertiv | Edge Thermal | VRC100YT | 1Yr Service w/ (1) PM inspect 8x5 scheduling | 1644.75 | 10% | 1491.3771
Vertiv | Edge Thermal | VRC100YU | 1Yr Service w Unit exchange Including replacement labor | 1169.6 | 10% | 1060.5348
Vertiv | Edge Thermal | VRC100YV | 1Yr Service w Unit exchange parts only | 1315.8 | 10% | 1193.1017
Vertiv | IT Systems | VRC200YI | Preferred 1PM Per Year 24x7 scheduling parts & Labor SCID Cooling System | 3383 | 10% | 3067.5353
Vertiv | IT Systems | VRC200YO | Essential 1PM Per Year 8x5 scheduling parts and labor SCID Cooling System | 3095.7 | 10% | 2807.026
Vertiv | IT Systems | VRC200YR | PM Only 24x7 Scheduling SCID Cooling System | 2402.1 | 10% | 2178.1042
Vertiv | IT Systems | VRC200YT | PM Only 8x5 Scheduling SCID Cooling System | 2063.8 | 10% | 1871.3507
Vertiv | IT Systems | VS3350 | SMARTCABINET ID 42U 3.5kw NA | 32614.5 | 10% | 29573.1979
Vertiv | IT Systems | VS3354 | SMARTCABINET ID 24U 3.5kw NA | 30150.35 | 10% | 27338.8299
Vertiv | IT Systems | VS3750 | SMARTCABINET ID 42U 7kw NA | 35913.35 | 10% | 32564.4301
Vertiv | Global Edge Systems | VSC42NX30GLAMV | SC 3kW online bundle w/ MV rPDU | 7679.75 | 10% | 6963.6133
Vertiv | Global Edge Systems | VSC42NX30GLANN | SC TAA 3kW online bundle w/ SV rPDU | 6781.3 | 10% | 6148.9438
Vertiv | Global Edge Systems | VSC42NX30GLASV | SC 3kW online bundle w/ SV rPDU | 8527.2 | 10% | 7732.0386
Vertiv | Global Edge Systems | VSC42NX30GLIMV | SC 3kW online LI bundle w/ MV rPDU | 9214.85 | 10% | 8355.5652
Vertiv | Global Edge Systems | VSC42NX30GLINN | SC 3kW online LI bundle w/ no rPDU | 8316.4 | 10% | 7540.8957
Vertiv | Global Edge Systems | VSC42NX30GLISV | SC 3kW online LI bundle w/ SV rPDU | 10062.3 | 10% | 9123.9905
Vertiv | Global Edge Systems | VSC42NX30PLAMV | SC TAA 3kW line int. bundle w/ MV rPDU | 5537.75 | 10% | 5021.3548
Vertiv | Global Edge Systems | VSC42NX30PLANN | SC 3kW line int. bundle w/ no rPDU | 4639.3 | 10% | 4206.6853
Vertiv | Global Edge Systems | VSC42NX30PLASV | SC TAA 3kW line int. bundle w/ SV rPDU | 6385.2 | 10% | 5789.7801
Vertiv | Global Edge Systems | VSC42NX30PLIMV | SC TAA 3kW line int. LI bundle w/ SV rPDU | 7065.2 | 10% | 6406.3701
Vertiv | Global Edge Systems | VSC42NX30PLINN | SC TAA 3kW line int. LI bundle w/ MV rPDU | 6166.75 | 10% | 5591.7006
Vertiv | Global Edge Systems | VSC42NX30PLISV | SC TAA 3kW online bundle w/ MV rPDU | 7912.65 | 10% | 7174.7954
Vertiv | Global Edge Systems | VSC42NX50GLAMV | SC 5kW online bundle w/ MV rPDU | 9769.9 | 10% | 8858.8568
Vertiv | Global Edge Systems | VSC42NX50GLANN | SC 5kW online bundle w/ no rPDU | 8795.8 | 10% | 7975.5916
Vertiv | Global Edge Systems | VSC42NX50GLASV | SC 5kW online bundle w/ SV rPDU | 10664.1 | 10% | 9669.6727
Vertiv | IT Systems | VSR-1WLC-CS | Cabinet & Aux sensors Year 1 Labor Only Coverage | 1351.5 | 10% | 1225.4726
Vertiv | IT Systems | VSR-2WLC-CS | Cabinet & Aux sensors Year 2 Labor Only Coverage | 1432.25 | 10% | 1298.6927
Vertiv | IT Systems | VSR-3WLC-CS | Cabinet & Aux sensors Year 3 Labor Only Coverage | 1521.5 | 10% | 1379.6201
Vertiv | IT Systems | VSR-4WLC-CS | Cabinet & Aux sensors Year 4 Labor Only Coverage | 1615 | 10% | 1464.4012
Vertiv | IT Systems | VSR-4WPC-CS | Cabinet & Aux sensors Year 4 Parts only Coverage | 255 | 10% | 231.2212
Vertiv | IT Systems | VSR-5WLC-CS | Cabinet & Aux sensors Year 5 Labor Only Coverage | 1712.75 | 10% | 1553.0361
Vertiv | IT Systems | VSR-5WPC-CS | Cabinet & Aux sensors Year 5 Parts only Coverage | 340 | 10% | 308.295
Vertiv | Edge Thermal | WI-3HR | Warranty Inspect with equip warranty coverage 2 yrs parts only | 1283.5 | 10% | 1163.8136
Vertiv | Edge Thermal | WI-3HR4 | Warranty Inspect with equip labor warranty coverage 2 yrs | 1283.5 | 10% | 1163.8136
Vertiv | Edge Thermal | WI-3HR6 | Warranty Inspect with equip labor warranty coverage 2 yrs | 0.85 | 10% | 0.77074
Vertiv | IT Systems | WI-4HR | Smart Cabinet ID Warranty Inspection | 1483.25 | 4.5% | 1419.6557
Vertiv | Edge Thermal | WI-4HR4 | Warranty Inspect with equip labor warranty coverage 2 yrs | 1711.9 | 10% | 1552.2653
Vertiv | Edge Thermal | WI-4HR6 | Warranty Inspect with equip labor warranty coverage 2 yrs | 0.85 | 10% | 0.77074
Vertiv | AC Power | WMBC208-EXM100K3BTK | EXM 208 100K WMBC TMAG 3 Breaker w/ Kirk Key | 14105.75 | 10% | 12790.3888
Vertiv | AC Power | WMBC208-EXM10K3BTK | EXM 208 10K WMBC TMAG 3 Breaker w/ Kirk Key | 5775.75 | 10% | 5237.1613
Vertiv | AC Power | WMBC208-EXM15K3BTK | EXM 208 15K WMBC TMAG 3 Breaker w/ Kirk Key | 5922.8 | 10% | 5370.4989
Vertiv | AC Power | WMBC208-EXM20K3BTK | EXM 208 20K WMBC TMAG 3 Breaker w/ Kirk Key | 5922.8 | 10% | 5370.4989
Vertiv | AC Power | WMBC208-EXM30K3BTK | EXM 208 30K WMBC TMAG 3 Breaker w/ Kirk Key | 6002.7 | 10% | 5442.9482
Vertiv | AC Power | WMBC208-EXM40K3BTK | EXM 208 40K WMBC TMAG 3 Breaker w/ Kirk Key | 6002.7 | 10% | 5442.9482
Vertiv | AC Power | WMBC208-EXM60K3BTK | EXM 208 60K WMBC TMAG 3 Breaker w/ Kirk Key | 9337.25 | 10% | 8466.5514
Vertiv | AC Power | WMBC208-EXM80K3BTK | EXM 208 80K WMBC TMAG 3 Breaker w/ Kirk Key | 9337.25 | 10% | 8466.5514
Vertiv | AC Power | WMBC208-EXS10K3BTK | EXS 208 10K WMBC TMAG 3 Breaker w/ Kirk Key | 5421.3 | 10% | 4915.7638
Vertiv | AC Power | WMBC208-EXS15K3BTK | EXS 208 15K WMBC TMAG 3 Breaker w/ Kirk Key | 5481.65 | 10% | 4970.4861
Vertiv | AC Power | WMBC208-EXS20K3BTK | EXS 208 20K WMBC TMAG 3 Breaker w/ Kirk Key | 5599.8 | 10% | 5077.6187
Vertiv | AC Power | WMBC208-EXS30K3BTK | EXS 208 30K WMBC TMAG 3 Breaker w/ Kirk Key | 5864.15 | 10% | 5317.318
Vertiv | AC Power | WMBC208-EXS40K3BTK | EXS 208 40K WMBC TMAG 3 Breaker w/ Kirk Key | 5864.15 | 10% | 5317.318
Vertiv | 1 Phase UPS | WMBKT2U | Wall Mount Bracket, holds (1) GXT 2U UPS or GXT External Battery Cabinet | 198.9 | 10% | 180.3526
Vertiv | 1 Phase UPS | WMBKT2U-SS | Stainless Steel Wall Mount Bracket, holds (1) GXT 2U UPS or GXT External Battery Cabinet | 217.6 | 10% | 197.3088
Vertiv | IT Systems | WSCK-10 | Leak detection kit. Includes Control Box, 10ft / 3m detection cable, 50ft / 15.2m connection wire, 15ft / 4.5m leader cable, and 5VDC wall transformer. | 1173 | 10% | 1063.6178
Vertiv | IT Systems | WSCK-120 | Leak detection kit. Includes Control Box, 120ft / 36.5m detection cable, 50ft / 15.2m connection wire, 15ft / 4.5m leader cable, and 5VDC wall transformer. | 2932.5 | 10% | 2659.0444
Vertiv | IT Systems | WSCK-300 | Leak detection kit. Includes Control Box, 300ft / 91.4m detection cable, 50ft / 15.2m connection wire, 15ft / 4.5m leader cable, and 5VDC wall transformer. | 5865 | 10% | 5318.0887
Vertiv | IT Systems | WSCK-40 | Leak detection kit. Includes Control Box, 40ft / 12.1m detection cable, 50ft / 15.2m connection wire, 15ft / 4.5m leader cable, and 5VDC wall transformer. | 1564 | 10% | 1418.157
Vertiv | IT Systems | WSCK-60 | Leak detection kit. Includes Control Box, 60ft / 18.2m detection cable, 50ft / 15.2m connection wire, 15ft / 4.5m leader cable, and 5VDC wall transformer. | 1955 | 10% | 1772.6962
Vertiv | IT Systems | XB-7 | Extension rPDU Bracket Kit (PAIR) | 28.9 | 10% | 26.2051
Vertiv | IT Systems | ZCC03U | 3.5kW STD OUTDR COOLNG UNIT UL | 4006.9 | 10% | 3633.2566
Vertiv | IT Systems | ZCC07U | 7kW STD OUTDR COOLNG UNIT UL | 6077.5 | 10% | 5510.7731
Vertiv | IT Systems | ZCL03U | 3.5kW LA OUTDR COOLNG UNIT UL | 5716.25 | 10% | 5183.2097
Vertiv | IT Systems | ZCL07U | 7kW LA OUTDR COOLNG UNIT UL | 7718.85 | 10% | 6999.0672
Vertiv | Vertiv Services | MUEXM208-40ES2 | ESSV EXM208 40KVA 2PM8X5 | 6787.25 | 4.5% | 6496.2467